## Table Of Contents
2021 FG-Finishing Product Catalog
Effective 1/1/21
MULTIPLIERS
Company Overview
FGI Terms and Conditions
Polyester Panels, & Links (HEAT SEAL)
| Series 61 Panels & Links | 1
| Series 55 Panels & Links | 1
| Series 65 Panels & Links | 1
| Series 610 Panels & Links | 1
| Series 615 Panels & Links | 1
| Series 635 Panels & Links | 1
| Series 625 Panels & Links | 1
| Series 66 Panels & Links | 1
| Series 1010 Panels & Links | 1
Polyester Sleeve Rolls
| Series 610, 615, 635, 625 and 66 Sleeve Rolls | 1
Polyester Rolls, Pads & Blankets
| Series 61 Rolls, Pads, & Blankets | 1
| Series 55 Rolls, Pads, & Blankets | 1
| Series 65 Rolls, Pads, & Blankets | 1
| Series 66 Rolls, Pads, & Blankets | 1
| Series E75 Rolls, Pads, & Blankets | 1
| Series E12 Rolls, Pads, & Blankets | 1
| Series E12H Rolls, Pads, & Blankets | 1
| Series 98 Rolls, Pads, & Blankets | 1
| Series 99 Rolls, Pads, & Blankets | 1
Perforated Polyester Rolls
| Perforated Polyester Rolls | 1
Fiberglass Rolls, Pads and Blankets
| 15g Fiberglass Rolls, Pads & Blankets | 1
| FMP18 (VA-1) Fiberglass Rolls, Pads & Blankets | 1
| 18g Poly-Back Rolls, Pads, Blankets | 1
| 22g Fiberglass Rolls, Pads, Blankets | 1
| MONO (VA) Fiberglass Rolls, Pads & Blankets | 1
| VA-0 Fiberglass Rolls, Pads & Blankets | 1
| VA-3 Fiberglass Rolls, Pads & Blankets | 1
| GPF Fiberglass Rolls, Pads & Blankets | 1
| E28 Fiberglass Rolls, Pads & Blankets | 1
| VA-7 Fiberglass Rolls, Pads & Blankets | 1
| Filtrair Ceiling Diffusion Media (CDM) | Rolls, Pads, Blankets | X-Wire Panels
| FR-1 Rolls, Pads, Blankets, Panels & X-Wire Panels | 1 | 1
| AFR-1 Rolls, Pads, Blankets, Panels & X-Wire Panels | 1 | 1
| FF500G Rolls, Pads, Blankets, Panels & X-Wire Panels | 1 | 1
| FF560GX Rolls, Pads, Blankets, Panels & X-Wire Panels | 1 | 1
| CC600G Rolls, Pads, Blankets, Panels & X-Wire Panels | 1 | 1
| C15-350 Rolls, Pads & Blankets | 1
| C15-500 Rolls, Pads & Blankets | 1
| C3-300 Rolls, Pads & Blankets | 1
| VNF-290 Rolls, Pads & Blankets | 1
Sewn Cubes/Bags
| Polyester Overspray Cubes/Bags (All Medias) | 1
| NESHAP 319 Cubes/Bags | 1
| Auto Aftermarket Cubes/Bags | 1
| Automotive Booth Products (by OEM / Model) | n/a
Expanded Paper Rolls, Pads & Blankets
| Expanded Paper Rolls, Pads & Blankets | 1
Paint Pockets
| Paint Pockets White Rolls & Pads | 1
| Paint Pockets Green Rolls & Pads | 1
Floor Covering
| Floor Covering (All Grades) | 1
Booth Coating (Endura-Peel)
| Endura-Peel Strippable Booth Coating | 1
| Chemguard Booth Film | 1
Cartridge Filters / Dust Collectors
| Cartridge Filters / Dust Collectors | 1
| PP - 80/20 Cellulose/Polyester Blend Media | 1
| DF - Flame Retardant 80/20 Cellulose/Poly Blend Media | 1
| NP - Nanofiber Media | 1
| NF - Flame Retardant Nanofiber Media | 1
| KC/PC - 100% Spunbond Polyester Media | 1
| PY - PTFE Membrane Laminated on 100% Spunbond Polyester | 1
Accessories
| Holding Frames (15FF) | 1
| Retaining Grids (16GR) | 1
| Quick Lock | 1
| Metal Prefilters (15MF) | 1
| Accordion Filters | 1

## Terms & Conditions
Phone: 800-537-5454 | finishing-inquiry@filtrationgroup.com
Fax: 262-657-2210 | finishingorders@filtrationgroup.com
PAYMENT TERMS AND CONDITIONS
Terms are pre-pay or credit card without prior approval from FG-F.
CREDIT LIMIT
Credit will be granted to customers based on a satisfactory credit application. Accounts consistently past due are subject to loss of account privileges. Terms are based on FG-F’s invoice date. All accounts with a balance 10 or more days past due are subject to new orders being held from production and/or shipment. All accounts will be current prior to shipment. A 1 ½% Fee per month (18% annum) will be charged for delinquent accounts.
ORDER ENTRY
All orders should be placed via email or fax. All orders will be confirmed by FG-F via email. Credits will not be issued when customer has failed to inform FG-F of any inaccuracy when placing a verbal order. Minimum order requirement is $100. Any order below this amount will be increased by FG-F personnel upon entry. Standard order quantities apply. For FG-F products, please contact: Phone: 800-537-5454 Fax: 262-657-2210 All orders: Finishingorders@filtrationgroup.com Customer service (help with part number, pricing & availability, order status, quotes, technical support, literature requests along with return requests): Finishing-inquiry@filtrationgroup.com
RETURN POLICY
Products ordered in error may be returned with FG-F issued return authorization (RGA) from Filtration Group- Finishing. Invoice number and order date must be supplied. Authorization to return products must be requested within 90 days from the date of the invoice. All returned products are subject to a 20% re-stocking fee plus freight. Discontinued product / Custom products / Special cuts may not be returned at any time. On returns where merchandise was shipped at FG-F cost, an additional 10% fee will be applied to restocking charge.
ADDITIONAL TERMS & CONDITIONS:
Filtration Group- Finishing (FG-F) reserves the right to quote and sell direct to any federal, state, local government agency; to OEM accounts who use the product in manufacture of their own products; and to select national accounts not normally serviced by customers.
LIMITED WARRANTY
Individual product warranties vary. See your sales representative for details. Filtration Group-Finishing (FG-F) warrants the buyer that FG-F products will be free from defects in material and workmanship for the listed warranty period. Any defective FG-F product that fails during the applicable warranty will be replaced, FG-F does not reimburse customer penalties, installation or service fees.
The suspect product must be undamaged and returned with Credit Reference # assigned by FG-F:
Filtration Group - Finishing (FG-F)
4810 70th Avenue
Kenosha, WI 53144
FG-F’s obligation is limited to replacement of goods that are proven defective after FG-F inspection. The full warranty period, for any defective FG-F product purchased by the buyer, will apply to its replacement. Upon receipt of returned goods, FG-F will check all product for personal damage. These warranties and remedies do not apply to any products or components that have been subject to misuse (including any use in violation of FG-F’s instructions for that product) and neglect (including inadequate maintenance, improper storage, incorrect installation or that have been damaged in transit). The forgoing warranties and remedies are exclusive and there are no other warranties, oral or written, expressed or implied, with respect to any products sold hereunder, whether as to merchantability fitness for a particular purpose or any other matter. FG-F will not, under any circumstances, whether as a result of breach of contract, breach of warranty, tort or otherwise, be liable for consequential, incidental, special or exemplary damages including, but not limited to, loss of profits, revenues, loss of use or damage to any associated equipment, cost of capital, cost of substitute products, facilities or services, downtime costs, or claims of buyer’s customers. Liability on any claim of any kind for any loss or damage arising out of, resulting from, or concerning any aspect of this agreement or from the products or services furnished hereunder, shall not exceed the price of the specific product or shipment that gives rise to claim. This warranty is void if payment in full is not made in accordance with the invoice terms. Warranty periods become effective with the date of purchase.
** FG-F reserves the right at its sole discretion to modify, terminate or amend this program and a participant's qualification at any time.
TERMS & CONDITIONS

## SER 61 PNLs LNKs
Prices subject to change without notice
Phone: 800-537-5454 |  |  |  |  | Multiplier |  | finishing-inquiry@filtrationgroup.com
Fax: 262-657-2210 |  |  |  |  | 1 |  | finishingorders@filtrationgroup.com
PANEL FILTERS - SERIES 61
| Nominal Size | Part # |  |  | List Price | Case Qty | Shipping Wt. | Net Price |  |  |  | Back to Table of Contents
| 10x20 | 01611020 |  |  | 5.46 | 24 | 23.03 | 5.46
| 12x12 | 01611212 |  |  | 2.32 | 24 | 19.83 | 2.32
| 12x16 | 01611216 |  |  | 3.0933 | 24 | 22.42 | 3.09
| 12x20 | 01611220 |  |  | 3.8667 | 24 | 24.99 | 3.87
| 12x24 | 01611224 |  |  | 4.64 | 24 | 31.46 | 4.64
| 12x25 | 01611225 |  |  | 4.8333 | 24 | 31.46 | 4.83
| 14x16 | 01611416 |  |  | 3.6089 | 24 | 11.5 | 3.61
| 14x20 | 01611420 |  |  | 4.5111 | 24 | 13.48 | 4.51
| 14x25 | 01611425 |  |  | 5.6389 | 24 | 17.92 | 5.64
| 14x30 | 01611430 |  |  | 6.7667 | 24 | 16.5 | 6.77
| 15x20 | 01611520 |  |  | 4.8333 | 24 | 13.97 | 4.83
| 15x25 | 01611525 |  |  | 6.0417 | 24 | 18.6 | 6.04
| 15x30 | 01611530 |  |  | 7.25 | 24 | 20.4 | 7.25
| 16x16 | 01611616 |  |  | 3.6444 | 24 | 13.04 | 3.64
| 16x18 | 01611618 |  |  | 4.1 | 24 | 13.8 | 4.1
| 16x20 | 01611620 |  |  | 5.15 | 24 | 14.47 | 5.15
| 16x22 | 01611622 |  |  | 5.0111 | 24 | 17.52 | 5.01
| 16x24 | 01611624 |  |  | 5.4667 | 24 | 18.24 | 5.47
| 16x25 | 01611625 |  |  | 5.6944 | 24 | 18.6 | 5.69
| 16x30 | 01611630 |  |  | 6.8333 | 24 | 21.8 | 6.83
| 18x20 | 01611820 |  |  | 5.125 | 24 | 15.46 | 5.13
| 18x22 | 01611822 |  |  | 5.6375 | 24 | 18.74 | 5.64
| 18x24 | 01611824 |  |  | 6.15 | 24 | 19.5 | 6.15
| 18x25 | 01611825 |  |  | 6.4062 | 24 | 19.87 | 6.41
| 20x20 | 01612020 |  |  | 5.6814 | 24 | 17.07 | 5.68
| 20x22 | 01612022 |  |  | 6.2639 | 24 | 20.01 | 6.26
| 20x24 | 01612024 |  |  | 6.37 | 24 | 20.75 | 6.37
| 20x25 | 01612025 |  |  | 7.1181 | 24 | 21.15 | 7.12
| 20x30 | 01612030 |  |  | 8.5417 | 24 | 21.3 | 8.54
| 24x22 | 01612422 |  |  | 7.5167 | 24 | 23.4 | 7.52
| 24x24 | 01612424 |  |  | 7.43 | 24 | 24.22 | 7.43
| 24x30 | 01612430 |  |  | 10.25 | 24 | 26.2 | 10.25
| 25x22 | 01612522 |  |  | 7.8299 | 24 | 24 | 7.83
| 25x24 | 01612524 |  |  | 8.5417 | 24 | 25.29 | 8.54
| 25x25 | 01612525 |  |  | 8.8976 | 24 | 25.29 | 8.9
SPECIAL SIZE PANEL FILTERS - SERIES 61
The internal wire frame used in standard panels are manufactured to the nominal size of the filter LESS 1/2".
Please specify if exact size is needed when ordering.
For example, the actual dimension of the wire frame for a 20x20, 2-ply panel, part #016102020
is 19 1/2 x 19 1/2; a 1/2" smaller than both nominal dimensions
PANEL SIZE
Minimum size - 6x6
Maximum size - 25x50
SPECIAL SIZE PANEL
The internal wire frame used in special size filters are manufactured to the nominal size of the filter LESS 1/2".
Please specify if exact size is needed when ordering.
Face Area
|  | (Square Inches) |  |  | List Price | Net Price
|  | 0- |  | 349 | 8.1938 | 8.19
|  | 350- |  | 399 | 9.3704 | 9.37
|  | 400- |  | 449 | 10.547 | 10.55
|  | 450- |  | 500 | 11.7236 | 11.72
|  | 501- |  | 549 | 12.879 | 12.88
|  | 550- |  | 600 | 14.045 | 14.05
|  | 601- |  | 649 | 15.2534 | 15.25
|  | 650- |  | 700 | 16.4088 | 16.41
|  | 701- |  | 749 | 17.0554 | 17.06
|  | 750- |  | 800 | 18.7726 | 18.77
|  | 801- |  | 849 | 19.928 | 19.93
|  | 850- |  | 900 | 21.1046 | 21.1 |  |  |  |  | MORE
|  | 901- |  | 949 | 22.2706 | 22.27 |  |  |  |  | MORE
|  | 950- |  | 999 | 23.4472 | 23.45
|  | 1000- |  | 1299 | 25.864 | 25.86
|  | 1300- |  | 1499 | 28.0052 | 28.01
|  | 1500+ |  |  | Contact Factory
Special Minimum Order Quantity: Pricing based on a minimum of 24 panels per size.
When a special size panel has both dimensions greater than 25” or one dimension
longer than 48” a $5.00 oversized box charge will apply for every 24 panels of that size.
Panel Special Configurator
[21 empty] | Height | Width |  | List Price | Net Price | Oversize Fee* | 0.25
[21 empty] | 50 | #REF! | 849 | #REF! | #REF! | #REF! | 0.5
0.75
Link Special Configurator
[22 empty] | Height |  | Width |  | Panel List Price
[22 empty] | 0 |  | 0 |  | #VALUE!
[9 empty] | Prices subject to change without notice | [9 empty] | Prices subject to change without notice
Phone: 800-537-5454 |  |  |  |  | Multiplier |  | finishinginquiry@filtrationgroup.com |  |  | Phone: 800-537-5454
Fax: 262-657-2210 |  |  |  |  | 1 |  | Finishing-orders@filtrationgroup.com |  |  | Fax: 262-657-2210
| LINK FILTERS - SERIES 61 | [9 empty] | SPECIAL SIZE LINK FILTERS - SERIES 61
Panel
| Nominal Size | Height |  | Width | # of Panels | Part # | List Price | Link Wt | Net Price
The internal wire frame used in standard links are manufactured to the nominal size of the filter LESS 1/2".
| 10 x 30 - 32 | 10 |  | 15 | 2 | 01611015L2 | 4.8333 | 0.85 | 4.83 |  | Please specify if exact size is needed when ordering.
| 10 x 32 - 34 | 10 |  | 16 | 2 | 01611016L2 | 5.1556 | 0.89 | 5.16 | [10 empty] | Back to Table of Contents
| 10 x 35 - 38 | 10 |  | 18 | 2 | 01611018L2 | 5.8 | 0.94 | 5.8 |  | PANEL SIZE | Maximum panel size in link form - 25x25
| 10 x 39 - 42 | 10 |  | 20 | 2 | 01611020L2 | 6.4444 | 0.96 | 6.44
| 10 x 43 - 46 | 10 |  | 22 | 2 | 01611022L2 | 7.0889 | 1.17 | 7.09 |  | SPECIAL SIZE LINK FILTER
| 10 x 47 - 50 | 10 |  | 24 | 2 | 01611024L2 | 7.7333 | 1.21 | 7.73
| 10 x 50 - 52 | 10 |  | 25 | 2 | 01611025L2 | 8.0556 | 1.25 | 8.06 |  | If links are to be constructed from standard size panels, take panel list price and multiply by number
| 10 x 53 - 58 | 10 |  | 18 | 3 | 01611018L3 | 8.7 | 1.41 | 8.7 |  | of panels to make up link.
| 10 x 59 - 64 | 10 |  | 20 | 3 | 01611020L3 | 9.6667 | 1.59 | 9.67
| 10 x 65 - 70 | 10 |  | 22 | 3 | 01611022L3 | 10.6333 | 1.76 | 10.63 |  | If panels size is not in the standard listing, use Special Size instructions below.
| 10 x 71 - 76 | 10 |  | 24 | 3 | 01611024L3 | 11.6 | 1.81 | 11.6
| 10 x 75 - 79 | 10 |  | 25 | 3 | 01611025L3 | 12.0833 | 1.87 | 12.08 |  | The internal wire frame used in special size links are manufactured to the nominal size of the filter LESS 1/2".
| 10 x 80 - 86 | 10 |  | 20 | 4 | 01611020L4 | 12.8889 | 2.11 | 12.89 |  | Please specify if exact size is needed when ordering.
| 10 x 87 - 94 | 10 |  | 22 | 4 | 01611022L4 | 14.1778 | 2.34 | 14.18
| 10 x 95 - 102 | 10 |  | 24 | 4 | 01611024L4 | 15.4667 | 2.41 | 15.47 |  |  | Face Area
| 10 x 100 - 106 | 10 |  | 25 | 4 | 01611025L4 | 16.1111 | 2.5 | 16.11 |  |  | (Square Inches) |  |  | List Price | Net Price
| 10 x 105 - 108 | 10 |  | 20 | 5 | 01611020L5 | 16.1111 | 2.64 | 16.11 |  |  | 0- |  | 349 | 8.1938 | 8.19
| 10 x 109 - 118 | 10 |  | 22 | 5 | 01611022L5 | 17.7222 | 2.93 | 17.72 |  |  | 350- |  | 399 | 9.3704 | 9.37
| 10 x 119 - 128 | 10 |  | 24 | 5 | 01611024L5 | 19.3333 | 3.02 | 19.33 |  |  | 400- |  | 449 | 10.547 | 10.55
| 10 x 125 - 133 | 10 |  | 25 | 5 | 01611025L5 | 20.1389 | 3.12 | 20.14 |  |  | 450- |  | 500 | 11.7236 | 11.72
| 10 x 132 - 142 | 10 |  | 22 | 6 | 01611022L6 | 21.2667 | 3.52 | 21.27 |  |  | 501- |  | 549 | 12.879 | 12.88
| 10 x 143 - 154 | 10 |  | 24 | 6 | 01611024L6 | 23.2 | 3.62 | 23.2 |  |  | 550- |  | 600 | 14.045 | 14.05
| 10 x 150 - 160 | 10 |  | 25 | 6 | 01611025L6 | 24.1667 | 3.74 | 24.17 |  |  | 601- |  | 649 | 15.2534 | 15.25
| 10 x 160 - 174 | 10 |  | 20 | 8 | 01611020L8 | 25.7778 | 4.23 | 25.78 |  |  | 650- |  | 700 | 16.4088 | 16.41
| 10 x 168 - 180 | 10 |  | 24 | 7 | 01611024L7 | 27.0667 | 4.24 | 27.07 |  |  | 701- |  | 749 | 17.0554 | 17.06
| 10 x 175 - 187 | 10 |  | 25 | 7 | 01611025L7 | 28.1944 | 4.37 | 28.19 |  |  | 750- |  | 800 | 18.7726 | 18.77
| 10 x 176 - 190 | 10 |  | 22 | 8 | 01611022L8 | 28.3556 | 4.69 | 28.36 |  |  | 801- |  | 849 | 19.928 | 19.93
| 10 x 360 - 389 | 10 |  | 15 | 24 | 01611015L24 | 58 | 10.2 | 58 |  |  | 850- |  | 900 | 21.1046 | 21.1
| 10 x 384 - 415 | 10 |  | 16 | 24 | 01611016L24 | 61.8667 | 10.68 | 61.87 |  |  | 901- |  | 949 | 22.2706 | 22.27
| 10 x 432 - 467 | 10 |  | 18 | 24 | 01611018L24 | 69.6 | 11.28 | 69.6 |  |  | 950- |  | 999 | 23.4472 | 23.45
| 10 x 480 - 518 | 10 |  | 20 | 24 | 01611020L24 | 77.3333 | 11.51 | 77.33 |  |  | 1000- |  | 1299 | 25.864 | 25.86
| 10 x 528 - 570 | 10 |  | 22 | 24 | 01611022L24 | 85.0667 | 14.04 | 85.07 |  |  | 1300- |  | 1499 | 28.0052 | 28.01
| 10 x 576 - 622 | 10 |  | 24 | 24 | 01611024L24 | 92.8 | 14.52 | 92.8 |  |  | 1500+ |  |  | Contact Factory
| 10 x 600 - 648 | 10 |  | 25 | 24 | 01611025L24 | 96.6667 | 15 | 96.67
Special Minimum Order Quantity: Pricing based on a minimum of 12 panels linked per size.
| 12 x 30 - 32 | 12 |  | 15 | 2 | 01611215L2 | 5.8 | 0.93 | 5.8
| 12 x 32 - 34 | 12 |  | 16 | 2 | 01611216L2 | 6.1867 | 0.93 | 6.19
| 12 x 35 - 38 | 12 |  | 18 | 2 | 01611218L2 | 6.96 | 0.99 | 6.96 | [6 empty] | # of Links | Panel List Price | Link Net Price | Oversize Fee*
| 12 x 39 - 42 | 12 |  | 20 | 2 | 01611220L2 | 7.7333 | 1.04 | 7.73 | [6 empty] | 3 | #VALUE! | #VALUE! | 0
| 12 x 43 - 46 | 12 |  | 22 | 2 | 01611222L2 | 8.5067 | 1.26 | 8.51 | [9 empty] | *per 24 Panels
| 12 x 47 - 50 | 12 |  | 24 | 2 | 01611224L2 | 10.3 | 1.31 | 10.3 |  | Contact Customer Care at 800-537-5454 for additional sizes and information.
| 12 x 50 - 52 | 12 |  | 25 | 2 | 01611225L2 | 9.6667 | 1.31 | 9.67 |  | Prices from Specials Configurator subject to override by listed part numbers and prices above
| 12 x 53 - 58 | 12 |  | 18 | 3 | 01611218L3 | 10.44 | 1.48 | 10.44
LINK FILTERS - SERIES 61
Panel
| Nominal Size | Height |  | Width | # of Panels | Part # | List Price | Link Wt | Net Price
| 12 x 59 - 64 | 12 |  | 20 | 3 | 01611220L3 | 11.6 | 1.56 | 11.6
| 12 x 65 - 70 | 12 |  | 22 | 3 | 01611222L3 | 12.76 | 1.89 | 12.76
| 12 x 71 - 76 | 12 |  | 24 | 3 | 01611224L3 | 13.92 | 1.97 | 13.92
| 12 x 75 - 79 | 12 |  | 25 | 3 | 01611225L3 | 14.5 | 1.97 | 14.5
| 12 x 80 - 86 | 12 |  | 20 | 4 | 01611220L4 | 15.4667 | 2.08 | 15.47
| 12 x 87 - 94 | 12 |  | 22 | 4 | 01611222L4 | 17.0133 | 2.51 | 17.01
| 12 x 95- 102 | 12 |  | 24 | 4 | 01611224L4 | 18.56 | 2.62 | 18.56
| 12 x 100 - 106 | 12 |  | 25 | 4 | 01611225L4 | 19.3333 | 2.62 | 19.33
| 12 x 105 - 108 | 12 |  | 20 | 5 | 01611220L5 | 19.3333 | 2.6 | 19.33
| 12 x 109 - 118 | 12 |  | 22 | 5 | 01611222L5 | 21.2667 | 3.14 | 21.27 |  | Minimum Order Quantity: Refer to Link Case Pack Quantity tables above for Minimum Order Quantities (# of Linked Units per Box).
| 12 x 119 - 128 | 12 |  | 24 | 5 | 01611224L5 | 23.2 | 3.28 | 23.2
| 12 x 125 - 133 | 12 |  | 25 | 5 | 01611225L5 | 24.1667 | 3.28 | 24.17
| 12 x 132 - 142 | 12 |  | 22 | 6 | 01611222L6 | 25.52 | 3.77 | 25.52
| 12 x 143 - 154 | 12 |  | 24 | 6 | 01611224L6 | 27.84 | 3.93 | 27.84
| 12 x 150 - 160 | 12 |  | 25 | 6 | 01611225L6 | 29 | 3.93 | 29
| 12 x 160 - 174 | 12 |  | 20 | 8 | 01611220L8 | 30.9333 | 4.17 | 30.93
| 12 x 168 - 180 | 12 |  | 24 | 7 | 01611224L7 | 32.48 | 4.59 | 32.48
| 12 x 175 - 187 | 12 |  | 25 | 7 | 01611225L7 | 33.8333 | 4.59 | 33.83
| 12 x 176 - 190 | 12 |  | 22 | 8 | 01611222L8 | 34.0267 | 5.03 | 34.03
| 12 x 288 - 311 | 12 |  | 12 | 24 | 01611212L24 | 55.68 | 9.92 | 55.68
| 12 x 360 - 389 | 12 |  | 15 | 24 | 01611215L24 | 69.6 | 11.16 | 69.6
| 12 x 384 - 415 | 12 |  | 16 | 24 | 01611216L24 | 74.24 | 11.16 | 74.24
| 12 x 432 - 467 | 12 |  | 18 | 24 | 01611218L24 | 83.52 | 11.88 | 83.52
| 12 x 480 - 518 | 12 |  | 20 | 24 | 01611220L24 | 92.8 | 12.48 | 92.8
| 12 x 528 - 570 | 12 |  | 22 | 24 | 01611222L24 | 102.08 | 15.12 | 102.08
| 12 x 576 - 622 | 12 |  | 24 | 24 | 01611224L24 | 111.36 | 15.72 | 111.36
| 12 x 600 - 648 | 12 |  | 25 | 24 | 01611225L24 | 116 | 15.72 | 116
| 14 x 30 - 32 | 14 |  | 15 | 2 | 01611415L2 | 6.7667 | 0.89 | 6.77
| 14 x 32 - 34 | 14 |  | 16 | 2 | 01611416L2 | 7.2178 | 0.93 | 7.22
| 14 x 35 - 38 | 14 |  | 18 | 2 | 01611418L2 | 8.12 | 1.07 | 8.12
| 14 x 39 - 42 | 14 |  | 20 | 2 | 01611420L2 | 9.0222 | 1.12 | 9.02
| 14 x 43 - 46 | 14 |  | 22 | 2 | 01611422L2 | 9.9244 | 1.21 | 9.92
| 14 x 47 - 50 | 14 |  | 24 | 2 | 01611424L2 | 10.8267 | 1.43 | 10.83
| 14 x 50 - 52 | 14 |  | 25 | 2 | 01611425L2 | 11.2778 | 1.49 | 11.28
| 14 x 53 - 58 | 14 |  | 18 | 3 | 01611418L3 | 12.18 | 1.6 | 12.18
| 14 x 59 - 64 | 14 |  | 20 | 3 | 01611420L3 | 13.5333 | 1.69 | 13.53
| 14 x 65 - 70 | 14 |  | 22 | 3 | 01611422L3 | 14.8867 | 1.81 | 14.89
| 14 x 71 - 76 | 14 |  | 24 | 3 | 01611424L3 | 16.24 | 2.15 | 16.24
| 14 x 75 - 79 | 14 |  | 25 | 3 | 01611425L3 | 16.9167 | 2.24 | 16.92
| 14 x 80 - 86 | 14 |  | 20 | 4 | 01611420L4 | 18.0444 | 2.25 | 18.04
| 14 x 87 - 94 | 14 |  | 22 | 4 | 01611422L4 | 19.8489 | 2.42 | 19.85
| 14 x 95 - 102 | 14 |  | 24 | 4 | 01611424L4 | 21.6533 | 2.86 | 21.65
| 14 x 100 - 106 | 14 |  | 25 | 4 | 01611425L4 | 22.5556 | 2.99 | 22.56
| 14 x 100 - 108 | 14 |  | 20 | 5 | 01611420L5 | 22.5556 | 2.81 | 22.56
| 14 x 109 - 118 | 14 |  | 22 | 5 | 01611422L5 | 24.8111 | 3.02 | 24.81
| 14 x 119 - 128 | 14 |  | 24 | 5 | 01611424L5 | 27.0667 | 3.58 | 27.07
| 14 x 125 - 133 | 14 |  | 25 | 5 | 01611425L5 | 28.1944 | 3.73 | 28.19
| 14 x 132 - 142 | 14 |  | 22 | 6 | 01611422L6 | 29.7733 | 3.63 | 29.77
| 14 x 143 - 154 | 14 |  | 24 | 6 | 01611424L6 | 32.48 | 4.3 | 32.48
| 14 x 150 - 160 | 14 |  | 25 | 6 | 01611425L6 | 33.8333 | 4.48 | 33.83
| 14 x 160 - 174 | 14 |  | 20 | 8 | 01611420L8 | 36.0889 | 4.49 | 36.09
| 14 x 168 - 180 | 14 |  | 24 | 7 | 01611424L7 | 37.8933 | 5.01 | 37.89
| 14 x 175 - 187 | 14 |  | 25 | 7 | 01611425L7 | 39.4722 | 5.23 | 39.47
| 14 x 176 - 190 | 14 |  | 22 | 8 | 01611422L8 | 39.6978 | 4.83 | 39.7
LINK FILTERS - SERIES 61
Panel
| Nominal Size | Height |  | Width | # of Panels | Part # | List Price | Link Wt | Net Price
| 14 x 360 - 389 | 14 |  | 15 | 24 | 01611415L24 | 81.2 | 10.7 | 81.2
| 14 x 384 - 415 | 14 |  | 16 | 24 | 01611416L24 | 86.6133 | 11.2 | 86.61
| 14 x 432 - 467 | 14 |  | 18 | 24 | 01611418L24 | 97.44 | 12.84 | 97.44
| 14 x 480 - 518 | 14 |  | 20 | 24 | 01611420L24 | 108.2667 | 13.44 | 108.27
| 14 x 528 - 570 | 14 |  | 22 | 24 | 01611422L24 | 119.0933 | 14.5 | 119.09
| 14 x 576 - 622 | 14 |  | 24 | 24 | 01611424L24 | 129.92 | 17.16 | 129.92
| 14 x 600 - 648 | 14 |  | 25 | 24 | 01611425L24 | 135.3333 | 17.88 | 135.33
| 16 x 30 - 32 | 16 |  | 15 | 2 | 01611615L2 | 6.8333 | 1.07 | 6.83
| 16 x 32 - 34 | 16 |  | 16 | 2 | 01611616L2 | 7.2889 | 1.09 | 7.29
| 16 x 35 - 38 | 16 |  | 18 | 2 | 01611618L2 | 8.2 | 1.15 | 8.2
| 16 x 39 - 42 | 16 |  | 20 | 2 | 01611620L2 | 9.1111 | 1.21 | 9.11
| 16 x 43 - 46 | 16 |  | 22 | 2 | 01611622L2 | 10.0222 | 1.46 | 10.02
| 16 x 47 - 50 | 16 |  | 24 | 2 | 01611624L2 | 10.9333 | 1.52 | 10.93
| 16 x 50 - 52 | 16 |  | 25 | 2 | 01611625L2 | 11.3889 | 1.55 | 11.39
| 16 x 53 - 58 | 16 |  | 18 | 3 | 01611618L3 | 12.3 | 1.72 | 12.3
| 16 x 59 - 64 | 16 |  | 20 | 3 | 01611620L3 | 13.6667 | 1.81 | 13.67
| 16 x 65 - 70 | 16 |  | 22 | 3 | 01611622L3 | 15.0333 | 2.19 | 15.03
| 16 x 71 - 76 | 16 |  | 24 | 3 | 01611624L3 | 16.4 | 2.28 | 16.4
| 16 x 75 - 79 | 16 |  | 25 | 3 | 01611625L3 | 17.0833 | 2.33 | 17.08
| 16 x 80 - 86 | 16 |  | 20 | 4 | 01611620L4 | 18.2222 | 2.41 | 18.22
| 16 x 87 - 94 | 16 |  | 22 | 4 | 01611622L4 | 20.0444 | 2.92 | 20.04
| 16 x 95 - 102 | 16 |  | 24 | 4 | 01611624L4 | 21.8667 | 3.04 | 21.87
| 16 x 100 - 106 | 16 |  | 25 | 4 | 01611625L4 | 22.7778 | 3.1 | 22.78
| 16 x 100 - 108 | 16 |  | 20 | 5 | 01611620L5 | 22.7778 | 3.01 | 22.78
| 16 x 109 - 118 | 16 |  | 22 | 5 | 01611622L5 | 25.0556 | 3.65 | 25.06
| 16 x 119 - 128 | 16 |  | 24 | 5 | 01611624L5 | 27.3333 | 3.8 | 27.33
| 16 x 125 - 133 | 16 |  | 25 | 5 | 01611625L5 | 28.4722 | 3.88 | 28.47
| 16 x 132 - 142 | 16 |  | 22 | 6 | 01611622L6 | 30.0667 | 4.38 | 30.07
| 16 x 143 - 154 | 16 |  | 24 | 6 | 01611624L6 | 32.8 | 4.56 | 32.8
| 16 x 150 - 160 | 16 |  | 25 | 6 | 01611625L6 | 34.1667 | 4.65 | 34.17
| 16 x 160 - 174 | 16 |  | 20 | 8 | 01611620L8 | 36.4444 | 4.82 | 36.44
| 16 x 168 - 180 | 16 |  | 24 | 7 | 01611624L7 | 38.2667 | 5.32 | 38.27
| 16 x 175 - 187 | 16 |  | 25 | 7 | 01611625L7 | 39.8611 | 5.43 | 39.86
| 16 x 176 - 190 | 16 |  | 22 | 8 | 01611622L8 | 40.0889 | 5.84 | 40.09
| 16 x 360 - 389 | 16 |  | 15 | 24 | 01611615L24 | 82 | 12 | 82
| 16 x 384 - 415 | 16 |  | 16 | 24 | 01611616L24 | 87.4667 | 13.08 | 87.47
| 16 x 432 - 467 | 16 |  | 18 | 24 | 01611618L24 | 98.4 | 13.8 | 98.4
| 16 x 480 - 518 | 16 |  | 20 | 24 | 01611620L24 | 109.3333 | 14.52 | 109.33
| 16 x 528 - 570 | 16 |  | 22 | 24 | 01611622L24 | 120.2667 | 17.52 | 120.27
| 16 x 576 - 622 | 16 |  | 24 | 24 | 01611624L24 | 131.2 | 18.24 | 131.2
| 16 x 600 - 648 | 16 |  | 25 | 24 | 01611625L24 | 136.6667 | 18.6 | 136.67
| 18 x 30 - 32 | 18 |  | 15 | 2 | 01611815L2 | 7.6875 | 1.15 | 7.69
| 18 x 32 - 34 | 18 |  | 16 | 2 | 01611816L2 | 8.2 | 1.15 | 8.2
| 18 x 35 - 38 | 18 |  | 18 | 2 | 01611818L2 | 9.225 | 1.23 | 9.23
| 18 x 39 - 42 | 18 |  | 20 | 2 | 01611820L2 | 10.25 | 1.29 | 10.25
| 18 x 43 - 46 | 18 |  | 22 | 2 | 01611822L2 | 11.275 | 1.56 | 11.28
| 18 x 47 - 50 | 18 |  | 24 | 2 | 01611824L2 | 12.3 | 1.62 | 12.3
| 18 x 50 - 52 | 18 |  | 25 | 2 | 01611825L2 | 12.8125 | 1.66 | 12.81
| 18 x 53 - 58 | 18 |  | 18 | 3 | 01611818L3 | 13.8375 | 1.84 | 13.84
| 18 x 59 - 64 | 18 |  | 20 | 3 | 01611820L3 | 15.375 | 1.93 | 15.38
| 18 x 65 - 70 | 18 |  | 22 | 3 | 01611822L3 | 16.9125 | 2.34 | 16.91
| 18 x 71 - 76 | 18 |  | 24 | 3 | 01611824L3 | 18.45 | 2.44 | 18.45
| 18 x 75 - 79 | 18 |  | 25 | 3 | 01611825L3 | 19.2188 | 2.48 | 19.22
LINK FILTERS - SERIES 61
Panel
| Nominal Size | Height |  | Width | # of Panels | Part # | List Price | Link Wt | Net Price
| 18 x 80 - 86 | 18 |  | 20 | 4 | 01611820L4 | 20.5 | 2.58 | 20.5
| 18 x 87 - 94 | 18 |  | 22 | 4 | 01611822L4 | 22.55 | 3.12 | 22.55
| 18 x 95 - 102 | 18 |  | 24 | 4 | 01611824L4 | 24.6 | 3.25 | 24.6
| 18 x 100 - 106 | 18 |  | 25 | 4 | 01611825L4 | 25.625 | 3.31 | 25.63
| 18 x 100 - 108 | 18 |  | 20 | 5 | 01611820L5 | 25.625 | 3.22 | 25.63
| 18 x 109 - 118 | 18 |  | 22 | 5 | 01611822L5 | 28.1875 | 3.9 | 28.19
| 18 x 119 - 128 | 18 |  | 24 | 5 | 01611824L5 | 30.75 | 4.06 | 30.75
| 18 x 125 - 133 | 18 |  | 25 | 5 | 01611825L5 | 32.0312 | 4.14 | 32.03
| 18 x 132 - 142 | 18 |  | 22 | 6 | 01611822L6 | 33.825 | 4.69 | 33.83
| 18 x 143 - 154 | 18 |  | 24 | 6 | 01611824L6 | 36.9 | 4.87 | 36.9
| 18 x 150 - 160 | 18 |  | 25 | 6 | 01611825L6 | 38.4375 | 4.97 | 38.44
| 18 x 160 - 174 | 18 |  | 20 | 8 | 01611820L8 | 41 | 5.15 | 41
| 18 x 168 - 180 | 18 |  | 24 | 7 | 01611824L7 | 43.05 | 5.69 | 43.05
| 18 x 175 - 187 | 18 |  | 25 | 7 | 01611825L7 | 44.8437 | 5.8 | 44.84
| 18 x 176 - 190 | 18 |  | 22 | 8 | 01611822L8 | 45.1 | 6.25 | 45.1
| 18 x 360 - 389 | 18 |  | 15 | 24 | 01611815L24 | 92.25 | 13.8 | 92.25
| 18 x 384 - 415 | 18 |  | 16 | 24 | 01611816L24 | 98.4 | 13.8 | 98.4
| 18 x 432 - 467 | 18 |  | 18 | 24 | 01611818L24 | 110.7 | 14.76 | 110.7
| 18 x 480 - 518 | 18 |  | 20 | 24 | 01611820L24 | 123 | 15.48 | 123
| 18 x 528 - 570 | 18 |  | 22 | 24 | 01611822L24 | 135.3 | 18.72 | 135.3
| 18 x 576 - 622 | 18 |  | 24 | 24 | 01611824L24 | 147.6 | 19.44 | 147.6
| 18 x 600 - 648 | 18 |  | 25 | 24 | 01611825L24 | 153.75 | 19.92 | 153.75
| 20 x 30 - 32 | 20 |  | 15 | 2 | 01612015L2 | 8.5417 | 1.2 | 8.54
| 20 x 32 - 34 | 20 |  | 16 | 2 | 01612016L2 | 9.1111 | 1.21 | 9.11
| 20 x 35 - 38 | 20 |  | 18 | 2 | 01612018L2 | 10.25 | 1.29 | 10.25
| 20 x 39 - 42 | 20 |  | 20 | 2 | 01612020L2 | 11.3889 | 1.37 | 11.39
| 20 x 43 - 46 | 20 |  | 22 | 2 | 01612022L2 | 12.5278 | 1.67 | 12.53
| 20 x 47 - 50 | 20 |  | 24 | 2 | 01612024L2 | 13.6667 | 1.73 | 13.67
| 20 x 50 - 52 | 20 |  | 25 | 2 | 01612025L2 | 13.4844 | 1.76 | 13.48
| 20 x 53 - 58 | 20 |  | 18 | 3 | 01612018L3 | 15.375 | 1.93 | 15.38
| 20 x 59 - 64 | 20 |  | 20 | 3 | 01612020L3 | 17.0833 | 2.06 | 17.08
| 20 x 65 - 70 | 20 |  | 22 | 3 | 01612022L3 | 18.7917 | 2.5 | 18.79
| 20 x 71 - 76 | 20 |  | 24 | 3 | 01612024L3 | 20.5 | 2.59 | 20.5
| 20 x 75 - 79 | 20 |  | 25 | 3 | 01612025L3 | 21.3542 | 2.64 | 21.35
| 20 x 80 - 86 | 20 |  | 20 | 4 | 01612020L4 | 22.7256 | 2.74 | 22.73
| 20 x 87 - 94 | 20 |  | 22 | 4 | 01612022L4 | 25.0556 | 3.34 | 25.06
| 20 x 95 - 102 | 20 |  | 24 | 4 | 01612024L4 | 27.3333 | 3.46 | 27.33
| 20 x 100 - 106 | 20 |  | 25 | 4 | 01612025L4 | 28.4722 | 3.52 | 28.47
| 20 x 100 - 108 | 20 |  | 20 | 5 | 01612020L5 | 28.4722 | 3.43 | 28.47
| 20 x 109 - 118 | 20 |  | 22 | 5 | 01612022L5 | 31.3194 | 4.17 | 31.32
| 20 x 119 - 128 | 20 |  | 24 | 5 | 01612024L5 | 34.1667 | 4.32 | 34.17
| 20 x 125 - 133 | 20 |  | 25 | 5 | 01612025L5 | 35.5903 | 4.41 | 35.59
| 20 x 132 - 142 | 20 |  | 22 | 6 | 01612022L6 | 37.5833 | 5 | 37.58
| 20 x 143 - 154 | 20 |  | 24 | 6 | 01612024L6 | 41 | 5.19 | 41
| 20 x 150 - 160 | 20 |  | 25 | 6 | 01612025L6 | 42.7083 | 5.29 | 42.71
| 20 x 160 - 174 | 20 |  | 20 | 8 | 01612020L8 | 45.5556 | 5.48 | 45.56
| 20 x 168 - 180 | 20 |  | 24 | 7 | 01612024L7 | 47.8333 | 6.05 | 47.83
| 20 x 175 - 187 | 20 |  | 25 | 7 | 01612025L7 | 49.8264 | 6.17 | 49.83
| 20 x 176 - 190 | 20 |  | 22 | 8 | 01612022L8 | 50.1111 | 6.67 | 50.11
| 20 x 360 - 389 | 20 |  | 15 | 24 | 01612015L24 | 102.5 | 14.4 | 102.5
| 20 x 384 - 415 | 20 |  | 16 | 24 | 01612016L24 | 109.3333 | 14.52 | 109.33
| 20 x 432 - 467 | 20 |  | 18 | 24 | 01612018L24 | 123 | 15.48 | 123
LINK FILTERS - SERIES 61
Panel
| Nominal Size | Height |  | Width | # of Panels | Part # | List Price | Link Wt | Net Price
| 20 x 480 - 518 | 20 |  | 20 | 24 | 01612020L24 | 136.6667 | 16.44 | 136.67
| 20 x 528 - 570 | 20 |  | 22 | 24 | 01612022L24 | 150.3333 | 20.04 | 150.33
| 20 x 576 - 622 | 20 |  | 24 | 24 | 01612024L24 | 164 | 20.76 | 164
| 20 x 600 - 648 | 20 |  | 25 | 24 | 01612025L24 | 170.8333 | 21.12 | 170.83
| 24 x 30 - 32 | 24 |  | 15 | 2 | 01612415L2 | 10.25 | 1.5 | 10.25
| 24 x 32 - 34 | 24 |  | 16 | 2 | 01612416L2 | 10.9333 | 1.52 | 10.93
| 24 x 35 - 38 | 24 |  | 18 | 2 | 01612418L2 | 12.3 | 1.62 | 12.3
| 24 x 39 - 42 | 24 |  | 20 | 2 | 01612420L2 | 23.6579 | 1.73 | 23.66
| 24 x 43 - 46 | 24 |  | 22 | 2 | 01612422L2 | 15.0333 | 1.95 | 15.03
| 24 x 47 - 50 | 24 |  | 24 | 2 | 01612424L2 | 14.8512 | 2.02 | 14.85
| 24 x 50 - 52 | 24 |  | 25 | 2 | 01612425L2 | 17.0833 | 2.14 | 17.08
| 24 x 53 - 58 | 24 |  | 18 | 3 | 01612418L3 | 18.45 | 2.44 | 18.45
| 24 x 59 - 64 | 24 |  | 20 | 3 | 01612420L3 | 20.5 | 2.59 | 20.5
| 24 x 65 - 70 | 24 |  | 22 | 3 | 01612422L3 | 22.55 | 2.92 | 22.55
| 24 x 71 - 76 | 24 |  | 24 | 3 | 01612424L3 | 24.6 | 3.03 | 24.6
| 24 x 75 - 79 | 24 |  | 25 | 3 | 01612425L3 | 25.625 | 3.2 | 25.63
| 24 x 80 - 86 | 24 |  | 20 | 4 | 01612420L4 | 27.3333 | 3.46 | 27.33
| 24 x 87 - 94 | 24 |  | 22 | 4 | 01612422L4 | 30.0667 | 3.89 | 30.07
| 24 x 95 - 102 | 24 |  | 24 | 4 | 01612424L4 | 32.8 | 4.04 | 32.8
| 24 x 100 - 106 | 24 |  | 25 | 4 | 01612425L4 | 34.1667 | 4.27 | 34.17
| 24 x 100 - 108 | 24 |  | 20 | 5 | 01612420L5 | 34.1667 | 4.32 | 34.17
| 24 x 109 - 118 | 24 |  | 22 | 5 | 01612422L5 | 37.5833 | 4.87 | 37.58
| 24 x 120 - 128 | 24 |  | 24 | 5 | 01612424L5 | 41 | 5.05 | 41
| 24 x 125 - 133 | 24 |  | 25 | 5 | 01612425L5 | 42.7083 | 5.34 | 42.71
| 24 x 131 - 142 | 24 |  | 22 | 6 | 01612422L6 | 45.1 | 5.84 | 45.1
| 24 x 144 - 154 | 24 |  | 24 | 6 | 01612424L6 | 49.2 | 6.06 | 49.2
| 24 x 150 - 160 | 24 |  | 25 | 6 | 01612425L6 | 51.25 | 6.41 | 51.25
| 24 x 160 - 174 | 24 |  | 20 | 8 | 01612420L8 | 54.6667 | 6.91 | 54.67
| 24 x 168 - 180 | 24 |  | 24 | 7 | 01612424L7 | 57.4 | 7.06 | 57.4
| 24 x 175 - 187 | 24 |  | 25 | 7 | 01612425L7 | 59.7917 | 7.48 | 59.79
| 24 x 176 - 190 | 24 |  | 22 | 8 | 01612422L8 | 60.1333 | 7.79 | 60.13
| 24 x 360 - 389 | 24 |  | 15 | 24 | 01612415L24 | 123 | 18.24 | 123
| 24 x 384 - 415 | 24 |  | 16 | 24 | 01612416L24 | 131.2 | 18.24 | 131.2
| 24 x 432 - 467 | 24 |  | 18 | 24 | 01612418L24 | 147.6 | 19.44 | 147.6
| 24 x 480 - 518 | 24 |  | 20 | 24 | 01612420L24 | 164 | 20.76 | 164
| 24 x 528 - 570 | 24 |  | 22 | 24 | 01612422L24 | 180.4 | 23.4 | 180.4
| 24 x 576 - 622 | 24 |  | 24 | 24 | 01612424L24 | 178.4184 | 24.24 | 178.42
| 24 x 600 - 648 | 24 |  | 25 | 24 | 01612425L24 | 205 | 25.68 | 205
| 25 x 30 - 32 | 25 |  | 15 | 2 | 01612515L2 | 10.6771 | 1.55 | 10.68
| 25 x 32 - 34 | 25 |  | 16 | 2 | 01612516L2 | 11.3889 | 1.55 | 11.39
| 25 x 35 - 38 | 25 |  | 18 | 2 | 01612518L2 | 12.8125 | 1.66 | 12.81
| 25 x 39 - 42 | 25 |  | 20 | 2 | 01612520L2 | 14.2361 | 1.76 | 14.24
| 25 x 44 - 46 | 25 |  | 22 | 2 | 01612522L2 | 15.6597 | 2 | 15.66
| 25 x 47 - 50 | 25 |  | 24 | 2 | 01612524L2 | 17.0833 | 2.14 | 17.08
| 25 x 50 - 52 | 25 |  | 25 | 2 | 01612525L2 | 17.7951 | 2.2 | 17.8
| 25 x 53 - 58 | 25 |  | 18 | 3 | 01612518L3 | 19.2188 | 2.48 | 19.22
| 25 x 59 - 64 | 25 |  | 20 | 3 | 01612520L3 | 21.3542 | 2.64 | 21.35
| 25 x 65 - 70 | 25 |  | 22 | 3 | 01612522L3 | 23.4896 | 3 | 23.49
| 25 x 71 - 76 | 25 |  | 24 | 3 | 01612524L3 | 25.625 | 3.2 | 25.63
| 25 x 75 - 79 | 25 |  | 25 | 3 | 01612525L3 | 26.6927 | 3.2 | 26.69
| 25 x 80 - 86 | 25 |  | 20 | 4 | 01612520L4 | 28.4722 | 3.52 | 28.47
LINK FILTERS - SERIES 61
Panel
| Nominal Size | Height |  | Width | # of Panels | Part # | List Price | Link Wt | Net Price |  |  |  | Back to Table of Contents
| 25 x 87 - 94 | 25 |  | 22 | 4 | 01612522L4 | 31.3194 | 3.99 | 31.32
| 25 x 95 - 102 | 25 |  | 24 | 4 | 01612524L4 | 34.1667 | 4.27 | 34.17
| 25 x 100 - 106 | 25 |  | 25 | 4 | 01612525L4 | 35.5903 | 4.27 | 35.59
| 25 x 100 - 108 | 25 |  | 20 | 5 | 01612520L5 | 35.5903 | 4.41 | 35.59
| 25 x 109 - 118 | 25 |  | 22 | 5 | 01612522L5 | 39.1493 | 4.99 | 39.15
| 25 x 120 - 128 | 25 |  | 24 | 5 | 01612524L5 | 42.7083 | 5.34 | 42.71
| 25 x 125 - 133 | 25 |  | 25 | 5 | 01612525L5 | 44.4878 | 5.34 | 44.49
| 25 x 132 - 142 | 25 |  | 22 | 6 | 01612522L6 | 46.9792 | 5.99 | 46.98
| 25 x 144 - 154 | 25 |  | 24 | 6 | 01612524L6 | 51.25 | 6.41 | 51.25
| 25 x 150 - 160 | 25 |  | 25 | 6 | 01612525L6 | 53.3854 | 6.41 | 53.39
| 25 x 160 - 174 | 25 |  | 20 | 8 | 01612520L8 | 56.9444 | 7.06 | 56.94
| 25 x 168 - 180 | 25 |  | 24 | 7 | 01612524L7 | 59.7917 | 7.48 | 59.79
| 25 x 175 - 187 | 25 |  | 25 | 7 | 01612525L7 | 62.283 | 7.48 | 62.28
| 25 x 176 - 190 | 25 |  | 22 | 8 | 01612522L8 | 62.6389 | 7.99 | 62.64
| 25 x 360 - 389 | 25 |  | 15 | 24 | 01612515L24 | 128.125 | 18.6 | 128.13
| 25 x 384 - 415 | 25 |  | 16 | 24 | 01612516L24 | 136.6667 | 18.6 | 136.67
| 25 x 432 - 467 | 25 |  | 18 | 24 | 01612518L24 | 153.75 | 19.92 | 153.75
| 25 x 480 - 518 | 25 |  | 20 | 24 | 01612520L24 | 170.8333 | 21.12 | 170.83
| 25 x 528 - 570 | 25 |  | 22 | 24 | 01612522L24 | 187.9167 | 24 | 187.92
| 25 x 576 - 622 | 25 |  | 24 | 24 | 01612524L24 | 205 | 25.68 | 205
| 25 x 600 - 648 | 25 |  | 25 | 24 | 01612525L24 | 213.5417 | 26.4 | 213.54
Links Case Pack Quantities
| # of Linked Panels per Unit | Total Links Per case | # of Linked Units per Box |  |  | # of Linked Panels per Unit | Total Links Per case | # of Linked Units per Box
| 2 | 24 | 12 |  |  | 7 | 21 | 3
| 3 | 24 | 8 |  |  | 8 | 24 | 3
| 4 | 24 | 6 |  |  | 9 | 18 | 2
| 5 | 20 | 4 |  |  | 12 | 24 | 2
| 6 | 24 | 4 |  |  | 24 | 24 | 1
SERIES 61
MERV - Light Duty - 1-Ply
1/2" Dry White Poly - Wire Frame
SERIES 61
MERV - Light Duty - 1-Ply
1/2" Dry White Poly - Wire Frame

## SER 55 PNLs LNKs
Prices subject to change without notice
Phone: 800-537-5454 |  |  |  |  | Multiplier |  | finishing-inquiry@filtrationgroup.com
Fax: 262-657-2210 |  |  |  |  | 1 |  | finishingorders@filtrationgroup.com
PANEL FILTERS - SERIES 55
| Nominal Size | Part # |  |  | List Price | Case Qty | Shipping Wt. | Net Price |  |  |  | Back to Table of Contents
| 10x20 | 01551020 |  |  | 6.3663 | 24 | 23.03 | 6.37
| 12x12 | 01551212 |  |  | 5.5743 | 24 | 19.83 | 5.57
| 12x16 | 01551216 |  |  | 6.1117 | 24 | 22.42 | 6.11
| 12x20 | 01551220 |  |  | 7.6396 | 24 | 24.99 | 7.64
| 12x24 | 01551224 |  |  | 5.098 | 24 | 31.46 | 5.1
| 12x25 | 01551225 |  |  | 7.9142 | 24 | 31.46 | 7.91
| 14x16 | 01551416 |  |  | 7.1303 | 24 | 11.5 | 7.13
| 14x20 | 01551420 |  |  | 8.9129 | 24 | 13.48 | 8.91
| 14x25 | 01551425 |  |  | 11.1411 | 24 | 17.92 | 11.14
| 14x30 | 01551430 |  |  | 13.3693 | 24 | 16.5 | 13.37
| 15x20 | 01551520 |  |  | 9.5495 | 24 | 13.97 | 9.55
| 15x25 | 01551525 |  |  | 11.9369 | 24 | 18.6 | 11.94
| 15x30 | 01551530 |  |  | 14.3242 | 24 | 20.4 | 14.32
| 16x16 | 01551616 |  |  | 4.8735 | 24 | 13.04 | 4.87
| 16x18 | 01551618 |  |  | 5.4827 | 24 | 13.8 | 5.48
| 16x20 | 01551620 |  |  | 6.2297 | 24 | 14.47 | 6.23
| 16x22 | 01551622 |  |  | 6.701 | 24 | 17.52 | 6.7
| 16x24 | 01551624 |  |  | 7.3102 | 24 | 18.24 | 7.31
| 16x25 | 01551625 |  |  | 6.6172 | 24 | 18.6 | 6.62
| 16x30 | 01551630 |  |  | 10.9593 | 24 | 21.8 | 10.96
| 18x20 | 01551820 |  |  | 6.8533 | 24 | 15.46 | 6.85
| 18x22 | 01551822 |  |  | 7.5387 | 24 | 18.74 | 7.54
| 18x24 | 01551824 |  |  | 8.5088 | 24 | 19.5 | 8.51
| 18x25 | 01551825 |  |  | 8.5667 | 24 | 19.87 | 8.57
| 20x20 | 01552020 |  |  | 6.6171 | 24 | 17.07 | 6.62
| 20x22 | 01552022 |  |  | 8.3763 | 24 | 20.01 | 8.38
| 20x24 | 01552024 |  |  | 9.1378 | 24 | 20.75 | 9.14
| 20x25 | 01552025 |  |  | 8.0648 | 24 | 21.15 | 8.06
| 20x30 | 01552030 |  |  | 10.6814 | 24 | 21.3 | 10.68
| 24x22 | 01552422 |  |  | 10.0516 | 24 | 23.4 | 10.05
| 24x24 | 01552424 |  |  | 9.054 | 24 | 24.22 | 9.05
| 24x30 | 01552430 |  |  | 12.8814 | 24 | 26.2 | 12.88
| 25x22 | 01552522 |  |  | 10.4704 | 24 | 24 | 10.47
| 25x24 | 01552524 |  |  | 11.4222 | 24 | 25.29 | 11.42
| 25x25 | 01552525 |  |  | 11.8982 | 24 | 25.29 | 11.9
SPECIAL SIZE PANEL FILTERS - SERIES 55
The internal wire frame used in standard panels are manufactured to the nominal size of the filter LESS 1/2".
Please specify if exact size is needed when ordering.
For example, the actual dimension of the wire frame for a 20x20, 2-ply panel, part #016102020
is 19 1/2 x 19 1/2; a 1/2" smaller than both nominal dimensions
PANEL SIZE
Minimum size - 6x6
Maximum size - 25x50
SPECIAL SIZE PANEL
The internal wire frame used in special size filters are manufactured to the nominal size of the filter LESS 1/2".
Please specify if exact size is needed when ordering.
Face Area
|  | (Square Inches) |  |  | List Price | Net Price
|  | 0- |  | 349 | 8.04 | 8.04
|  | 350- |  | 399 | 9.19 | 9.19
|  | 400- |  | 449 | 10.34 | 10.34
|  | 450- |  | 500 | 11.51 | 11.51
|  | 501- |  | 549 | 12.66 | 12.66
|  | 550- |  | 600 | 13.79 | 13.79
|  | 601- |  | 649 | 14.97 | 14.97
|  | 650- |  | 700 | 16.12 | 16.12
|  | 701- |  | 749 | 16.75 | 16.75
|  | 750- |  | 800 | 18.43 | 18.43
|  | 801- |  | 849 | 19.55 | 19.55
|  | 850- |  | 900 | 20.74 | 20.74
|  | 901- |  | 949 | 21.88 | 21.88
|  | 950- |  | 999 | 23.03 | 23.03
|  | 1000- |  | 1299 | 25.41 | 25.41
|  | 1300- |  | 1499 | 27.5 | 27.5
|  | 1500+ |  |  | Contact Factory
Special Minimum Order Quantity: Pricing based on a minimum of 24 panels per size.
[9 empty] | Prices subject to change without notice | [6 empty] | Prices subject to change without notice
Phone: 800-537-5454 |  |  |  |  | Multiplier |  | hvac.filtrationgroup.com |  |  | Phone: 800-537-5454
Fax: 262-657-2210 |  |  |  |  | 0.473 |  | cc-orders@filtrationgroup.com |  |  | Fax: 262-657-2210
| LINK FILTERS - SERIES 55 | [9 empty] | SPECIAL SIZE LINK FILTERS - SERIES 55
Panel
| Nominal Size | Height |  | Width | # of Panels | Part # | List Price | Link Wt | Net Price
The internal wire frame used in standard links are manufactured to the nominal size of the filter LESS 1/2".
| 10 x 30 - 32 | 10 |  | 15 | 2 | 01551015L2 | 9.5495 | 0.85 | 4.52 |  | Please specify if exact size is needed when ordering.
| 10 x 32 - 34 | 10 |  | 16 | 2 | 01551016L2 | 10.1861 | 0.89 | 4.82 | [7 empty] | Back to Table of Contents
| 10 x 35 - 38 | 10 |  | 18 | 2 | 01551018L2 | 11.4594 | 0.94 | 5.42 |  | PANEL SIZE | Maximum panel size in link form - 25x25
| 10 x 39 - 42 | 10 |  | 20 | 2 | 01551020L2 | 12.7326 | 0.96 | 6.02
| 10 x 43 - 46 | 10 |  | 22 | 2 | 01551022L2 | 14.0059 | 1.17 | 6.62 |  | SPECIAL SIZE LINK FILTER
| 10 x 47 - 50 | 10 |  | 24 | 2 | 01551024L2 | 15.2792 | 1.21 | 7.23
| 10 x 50 - 52 | 10 |  | 25 | 2 | 01551025L2 | 15.9158 | 1.25 | 7.53 |  | If links are to be constructed from standard size panels, take panel list price and multiply by number
| 10 x 53 - 58 | 10 |  | 18 | 3 | 01551018L3 | 17.1891 | 1.41 | 8.13 |  | of panels to make up link.
| 10 x 59 - 64 | 10 |  | 20 | 3 | 01551020L3 | 19.099 | 1.59 | 9.03
| 10 x 65 - 70 | 10 |  | 22 | 3 | 01551022L3 | 21.0089 | 1.76 | 9.94 |  | If panels size is not in the standard listing, use Special Size instructions below.
| 10 x 71 - 76 | 10 |  | 24 | 3 | 01551024L3 | 22.9188 | 1.81 | 10.84
| 10 x 75 - 79 | 10 |  | 25 | 3 | 01551025L3 | 23.8737 | 1.87 | 11.29 |  | The internal wire frame used in special size links are manufactured to the nominal size of the filter LESS 1/2".
| 10 x 80 - 86 | 10 |  | 20 | 4 | 01551020L4 | 25.4653 | 2.11 | 12.05 |  | Please specify if exact size is needed when ordering.
| 10 x 87 - 94 | 10 |  | 22 | 4 | 01551022L4 | 28.0118 | 2.34 | 13.25
| 10 x 95 - 102 | 10 |  | 24 | 4 | 01551024L4 | 30.5584 | 2.41 | 14.45 |  |  | Face Area
| 10 x 100 - 106 | 10 |  | 25 | 4 | 01551025L4 | 31.8316 | 2.5 | 15.06 |  |  | (Square Inches) |  | List Price | Net Price
| 10 x 105 - 108 | 10 |  | 20 | 5 | 01551020L5 | 31.8316 | 2.64 | 15.06 |  |  | 0- | 349 | 8.04 | 8.04
| 10 x 109 - 118 | 10 |  | 22 | 5 | 01551022L5 | 35.0148 | 2.93 | 16.56 |  |  | 350- | 399 | 9.19 | 9.19
| 10 x 119 - 128 | 10 |  | 24 | 5 | 01551024L5 | 38.1979 | 3.02 | 18.07 |  |  | 400- | 449 | 10.34 | 10.34
| 10 x 125 - 133 | 10 |  | 25 | 5 | 01551025L5 | 39.7895 | 3.12 | 18.82 |  |  | 450- | 500 | 11.51 | 11.51
| 10 x 132 - 142 | 10 |  | 22 | 6 | 01551022L6 | 42.0177 | 3.52 | 19.87 |  |  | 501- | 549 | 12.66 | 12.66
| 10 x 143 - 154 | 10 |  | 24 | 6 | 01551024L6 | 45.8375 | 3.62 | 21.68 |  |  | 550- | 600 | 13.79 | 13.79
| 10 x 150 - 160 | 10 |  | 25 | 6 | 01551025L6 | 47.7474 | 3.74 | 22.58 |  |  | 601- | 649 | 14.97 | 14.97
| 10 x 160 - 174 | 10 |  | 20 | 8 | 01551020L8 | 50.9306 | 4.23 | 24.09 |  |  | 650- | 700 | 16.12 | 16.12
| 10 x 168 - 180 | 10 |  | 24 | 7 | 01551024L7 | 53.4771 | 4.24 | 25.29 |  |  | 701- | 749 | 16.75 | 16.75
| 10 x 175 - 187 | 10 |  | 25 | 7 | 01551025L7 | 55.7053 | 4.37 | 26.35 |  |  | 750- | 800 | 18.43 | 18.43
| 10 x 176 - 190 | 10 |  | 22 | 8 | 01551022L8 | 56.0237 | 4.69 | 26.5 |  |  | 801- | 849 | 19.55 | 19.55
| 10 x 360 - 389 | 10 |  | 15 | 24 | 01551015L24 | 114.5938 | 10.2 | 54.2 |  |  | 850- | 900 | 20.74 | 20.74
| 10 x 384 - 415 | 10 |  | 16 | 24 | 01551016L24 | 122.2334 | 10.68 | 57.82 |  |  | 901- | 949 | 21.88 | 21.88
| 10 x 432 - 467 | 10 |  | 18 | 24 | 01551018L24 | 137.5126 | 11.28 | 65.04 |  |  | 950- | 999 | 23.03 | 23.03
| 10 x 480 - 518 | 10 |  | 20 | 24 | 01551020L24 | 93.4932 | 11.51 | 44.22 |  |  | 1000- | 1299 | 25.41 | 25.41
| 10 x 528 - 570 | 10 |  | 22 | 24 | 01551022L24 | 168.071 | 14.04 | 79.5 |  |  | 1300- | 1499 | 27.5 | 27.5
| 10 x 576 - 622 | 10 |  | 24 | 24 | 01551024L24 | 183.3501 | 14.52 | 86.72 |  |  | 1500+ |  | Contact Factory
| 10 x 600 - 648 | 10 |  | 25 | 24 | 01551025L24 | 190.9897 | 15 | 90.34
Special Minimum Order Quantity: Pricing based on a minimum of 12 panels linked per size.
| 12 x 30 - 32 | 12 |  | 15 | 2 | 01551215L2 | 11.4594 | 0.93 | 5.42
| 12 x 32 - 34 | 12 |  | 16 | 2 | 01551216L2 | 12.2233 | 0.93 | 5.78
| 12 x 35 - 38 | 12 |  | 18 | 2 | 01551218L2 | 13.7513 | 0.99 | 6.5
| 12 x 39 - 42 | 12 |  | 20 | 2 | 01551220L2 | 15.2792 | 1.04 | 7.23
| 12 x 43 - 46 | 12 |  | 22 | 2 | 01551222L2 | 16.8071 | 1.26 | 7.95
| 12 x 47 - 50 | 12 |  | 24 | 2 | 01551224L2 | 18.335 | 1.31 | 8.67
| 12 x 50 - 52 | 12 |  | 25 | 2 | 01551225L2 | 19.099 | 1.31 | 9.03
| 12 x 53 - 58 | 12 |  | 18 | 3 | 01551218L3 | 20.6269 | 1.48 | 9.76
LINK FILTERS - SERIES 55
Panel
| Nominal Size | Height |  | Width | # of Panels | Part # | List Price | Link Wt | Net Price
| 12 x 59 - 64 | 12 |  | 20 | 3 | 01551220L3 | 22.9188 | 1.56 | 10.84
| 12 x 65 - 70 | 12 |  | 22 | 3 | 01551222L3 | 25.2106 | 1.89 | 11.92
| 12 x 71 - 76 | 12 |  | 24 | 3 | 01551224L3 | 27.5025 | 1.97 | 13.01
| 12 x 75 - 79 | 12 |  | 25 | 3 | 01551225L3 | 28.6485 | 1.97 | 13.55
| 12 x 80 - 86 | 12 |  | 20 | 4 | 01551220L4 | 30.5584 | 2.08 | 14.45
| 12 x 87 - 94 | 12 |  | 22 | 4 | 01551222L4 | 33.6142 | 2.51 | 15.9
| 12 x 95- 102 | 12 |  | 24 | 4 | 01551224L4 | 36.67 | 2.62 | 17.34
| 12 x 100 - 106 | 12 |  | 25 | 4 | 01551225L4 | 38.1979 | 2.62 | 18.07
| 12 x 105 - 108 | 12 |  | 20 | 5 | 01551220L5 | 38.1979 | 2.6 | 18.07
| 12 x 109 - 118 | 12 |  | 22 | 5 | 01551222L5 | 42.0177 | 3.14 | 19.87
| 12 x 119 - 128 | 12 |  | 24 | 5 | 01551224L5 | 45.8375 | 3.28 | 21.68
| 12 x 125 - 133 | 12 |  | 25 | 5 | 01551225L5 | 47.7474 | 3.28 | 22.58
| 12 x 132 - 142 | 12 |  | 22 | 6 | 01551222L6 | 50.4213 | 3.77 | 23.85
| 12 x 143 - 154 | 12 |  | 24 | 6 | 01551224L6 | 55.005 | 3.93 | 26.02
| 12 x 150 - 160 | 12 |  | 25 | 6 | 01551225L6 | 57.2969 | 3.93 | 27.1
| 12 x 160 - 174 | 12 |  | 20 | 8 | 01551220L8 | 61.1167 | 4.17 | 28.91
| 12 x 168 - 180 | 12 |  | 24 | 7 | 01551224L7 | 64.1726 | 4.59 | 30.35
| 12 x 175 - 187 | 12 |  | 25 | 7 | 01551225L7 | 66.8464 | 4.59 | 31.62
| 12 x 176 - 190 | 12 |  | 22 | 8 | 01551222L8 | 67.2284 | 5.03 | 31.8
| 12 x 288 - 311 | 12 |  | 12 | 24 | 01551212L24 | 110.0101 | 9.92 | 52.03
| 12 x 360 - 389 | 12 |  | 15 | 24 | 01551215L24 | 137.5126 | 11.16 | 65.04
| 12 x 384 - 415 | 12 |  | 16 | 24 | 01551216L24 | 146.6801 | 11.16 | 69.38
| 12 x 432 - 467 | 12 |  | 18 | 24 | 01551218L24 | 165.0151 | 11.88 | 78.05
| 12 x 480 - 518 | 12 |  | 20 | 24 | 01551220L24 | 183.3501 | 12.48 | 86.72
| 12 x 528 - 570 | 12 |  | 22 | 24 | 01551222L24 | 201.6852 | 15.12 | 95.4
| 12 x 576 - 622 | 12 |  | 24 | 24 | 01551224L24 | 122.4 | 15.72 | 57.9
| 12 x 600 - 648 | 12 |  | 25 | 24 | 01551225L24 | 229.1877 | 15.72 | 108.41
| 14 x 30 - 32 | 14 |  | 15 | 2 | 01551415L2 | 13.3693 | 0.89 | 6.32
| 14 x 32 - 34 | 14 |  | 16 | 2 | 01551416L2 | 14.2606 | 0.93 | 6.75
| 14 x 35 - 38 | 14 |  | 18 | 2 | 01551418L2 | 16.0431 | 1.07 | 7.59
| 14 x 39 - 42 | 14 |  | 20 | 2 | 01551420L2 | 17.8257 | 1.12 | 8.43
| 14 x 43 - 46 | 14 |  | 22 | 2 | 01551422L2 | 19.6083 | 1.21 | 9.27
| 14 x 47 - 50 | 14 |  | 24 | 2 | 01551424L2 | 21.3909 | 1.43 | 10.12
| 14 x 50 - 52 | 14 |  | 25 | 2 | 01551425L2 | 22.2821 | 1.49 | 10.54
| 14 x 53 - 58 | 14 |  | 18 | 3 | 01551418L3 | 24.0647 | 1.6 | 11.38
| 14 x 59 - 64 | 14 |  | 20 | 3 | 01551420L3 | 26.7386 | 1.69 | 12.65
| 14 x 65 - 70 | 14 |  | 22 | 3 | 01551422L3 | 29.4124 | 1.81 | 13.91
| 14 x 71 - 76 | 14 |  | 24 | 3 | 01551424L3 | 32.0863 | 2.15 | 15.18
| 14 x 75 - 79 | 14 |  | 25 | 3 | 01551425L3 | 33.4232 | 2.24 | 15.81
| 14 x 80 - 86 | 14 |  | 20 | 4 | 01551420L4 | 35.6514 | 2.25 | 16.86
| 14 x 87 - 94 | 14 |  | 22 | 4 | 01551422L4 | 39.2166 | 2.42 | 18.55
| 14 x 95 - 102 | 14 |  | 24 | 4 | 01551424L4 | 42.7817 | 2.86 | 20.24
| 14 x 100 - 106 | 14 |  | 25 | 4 | 01551425L4 | 44.5643 | 2.99 | 21.08
| 14 x 100 - 108 | 14 |  | 20 | 5 | 01551420L5 | 44.5643 | 2.81 | 21.08
| 14 x 109 - 118 | 14 |  | 22 | 5 | 01551422L5 | 49.0207 | 3.02 | 23.19
| 14 x 119 - 128 | 14 |  | 24 | 5 | 01551424L5 | 53.4771 | 3.58 | 25.29
| 14 x 125 - 133 | 14 |  | 25 | 5 | 01551425L5 | 55.7053 | 3.73 | 26.35
| 14 x 132 - 142 | 14 |  | 22 | 6 | 01551422L6 | 58.8248 | 3.63 | 27.82
| 14 x 143 - 154 | 14 |  | 24 | 6 | 01551424L6 | 64.1726 | 4.3 | 30.35
| 14 x 150 - 160 | 14 |  | 25 | 6 | 01551425L6 | 66.8464 | 4.48 | 31.62
| 14 x 160 - 174 | 14 |  | 20 | 8 | 01551420L8 | 71.3028 | 4.49 | 33.73
| 14 x 168 - 180 | 14 |  | 24 | 7 | 01551424L7 | 74.868 | 5.01 | 35.41
| 14 x 175 - 187 | 14 |  | 25 | 7 | 01551425L7 | 77.9875 | 5.23 | 36.89
| 14 x 176 - 190 | 14 |  | 22 | 8 | 01551422L8 | 78.4331 | 4.83 | 37.1
LINK FILTERS - SERIES 55
Panel
| Nominal Size | Height |  | Width | # of Panels | Part # | List Price | Link Wt | Net Price
| 14 x 360 - 389 | 14 |  | 15 | 24 | 01551415L24 | 123.34 | 10.7 | 58.34
| 14 x 384 - 415 | 14 |  | 16 | 24 | 01551416L24 | 123.34 | 11.2 | 58.34
| 14 x 432 - 467 | 14 |  | 18 | 24 | 01551418L24 | 123.34 | 12.84 | 58.34
| 14 x 480 - 518 | 14 |  | 20 | 24 | 01551420L24 | 123.34 | 13.44 | 58.34
| 14 x 528 - 570 | 14 |  | 22 | 24 | 01551422L24 | 184.2732 | 14.5 | 87.16
| 14 x 576 - 622 | 14 |  | 24 | 24 | 01551424L24 | 136.2 | 17.16 | 64.42
| 14 x 600 - 648 | 14 |  | 25 | 24 | 01551425L24 | 136.2 | 17.88 | 64.42
| 16 x 30 - 32 | 16 |  | 15 | 2 | 01551615L2 | 9.1378 | 1.07 | 4.32
| 16 x 32 - 34 | 16 |  | 16 | 2 | 01551616L2 | 9.747 | 1.09 | 4.61
| 16 x 35 - 38 | 16 |  | 18 | 2 | 01551618L2 | 10.9653 | 1.15 | 5.19
| 16 x 39 - 42 | 16 |  | 20 | 2 | 01551620L2 | 12.1837 | 1.21 | 5.76
| 16 x 43 - 46 | 16 |  | 22 | 2 | 01551622L2 | 13.4028 | 1.46 | 6.34
| 16 x 47 - 50 | 16 |  | 24 | 2 | 01551624L2 | 14.6204 | 1.52 | 6.92
| 16 x 50 - 52 | 16 |  | 25 | 2 | 01551625L2 | 15.2296 | 1.55 | 7.2
| 16 x 53 - 58 | 16 |  | 18 | 3 | 01551618L3 | 16.448 | 1.72 | 7.78
| 16 x 59 - 64 | 16 |  | 20 | 3 | 01551620L3 | 18.6891 | 1.81 | 8.84
| 16 x 65 - 70 | 16 |  | 22 | 3 | 01551622L3 | 20.1031 | 2.19 | 9.51
| 16 x 71 - 76 | 16 |  | 24 | 3 | 01551624L3 | 21.9307 | 2.28 | 10.37
| 16 x 75 - 79 | 16 |  | 25 | 3 | 01551625L3 | 19.8594 | 2.33 | 9.39
| 16 x 80 - 86 | 16 |  | 20 | 4 | 01551620L4 | 24.9188 | 2.41 | 11.79
| 16 x 87 - 94 | 16 |  | 22 | 4 | 01551622L4 | 26.8056 | 2.92 | 12.68
| 16 x 95 - 102 | 16 |  | 24 | 4 | 01551624L4 | 29.2409 | 3.04 | 13.83
| 16 x 100 - 106 | 16 |  | 25 | 4 | 01551625L4 | 30.4593 | 3.1 | 14.41
| 16 x 100 - 108 | 16 |  | 20 | 5 | 01551620L5 | 30.4593 | 3.01 | 14.41
| 16 x 109 - 118 | 16 |  | 22 | 5 | 01551622L5 | 33.5052 | 3.65 | 15.85
| 16 x 119 - 128 | 16 |  | 24 | 5 | 01551624L5 | 36.5511 | 3.8 | 17.29
| 16 x 125 - 133 | 16 |  | 25 | 5 | 01551625L5 | 38.0741 | 3.88 | 18.01
| 16 x 132 - 142 | 16 |  | 22 | 6 | 01551622L6 | 40.2062 | 4.38 | 19.02
| 16 x 143 - 154 | 16 |  | 24 | 6 | 01551624L6 | 43.8613 | 4.56 | 20.75
| 16 x 150 - 160 | 16 |  | 25 | 6 | 01551625L6 | 45.6889 | 4.65 | 21.61
| 16 x 160 - 174 | 16 |  | 20 | 8 | 01551620L8 | 48.7348 | 4.82 | 23.05
| 16 x 168 - 180 | 16 |  | 24 | 7 | 01551624L7 | 51.1716 | 5.32 | 24.2
| 16 x 175 - 187 | 16 |  | 25 | 7 | 01551625L7 | 53.3037 | 5.43 | 25.21
| 16 x 176 - 190 | 16 |  | 22 | 8 | 01551622L8 | 53.6083 | 5.84 | 25.36
| 16 x 360 - 389 | 16 |  | 15 | 24 | 01551615L24 | 109.6534 | 12 | 51.87
| 16 x 384 - 415 | 16 |  | 16 | 24 | 01551616L24 | 116.9636 | 13.08 | 55.32
| 16 x 432 - 467 | 16 |  | 18 | 24 | 01551618L24 | 131.584 | 13.8 | 62.24
| 16 x 480 - 518 | 16 |  | 20 | 24 | 01551620L24 | 149.5728 | 14.52 | 70.75
| 16 x 528 - 570 | 16 |  | 22 | 24 | 01551622L24 | 160.8249 | 17.52 | 76.07
| 16 x 576 - 622 | 16 |  | 24 | 24 | 01551624L24 | 175.4454 | 18.24 | 82.99
| 16 x 600 - 648 | 16 |  | 25 | 24 | 01551625L24 | 158.9874 | 18.6 | 75.2
| 18 x 30 - 32 | 18 |  | 15 | 2 | 01551815L2 | 10.28 | 1.15 | 4.86
| 18 x 32 - 34 | 18 |  | 16 | 2 | 01551816L2 | 10.9653 | 1.15 | 5.19
| 18 x 35 - 38 | 18 |  | 18 | 2 | 01551818L2 | 12.336 | 1.23 | 5.83
| 18 x 39 - 42 | 18 |  | 20 | 2 | 01551820L2 | 13.7067 | 1.29 | 6.48
| 18 x 43 - 46 | 18 |  | 22 | 2 | 01551822L2 | 15.0773 | 1.56 | 7.13
| 18 x 47 - 50 | 18 |  | 24 | 2 | 01551824L2 | 16.448 | 1.62 | 7.78
| 18 x 50 - 52 | 18 |  | 25 | 2 | 01551825L2 | 17.1333 | 1.66 | 8.1
| 18 x 53 - 58 | 18 |  | 18 | 3 | 01551818L3 | 18.504 | 1.84 | 8.75
| 18 x 59 - 64 | 18 |  | 20 | 3 | 01551820L3 | 20.56 | 1.93 | 9.72
| 18 x 65 - 70 | 18 |  | 22 | 3 | 01551822L3 | 22.616 | 2.34 | 10.7
| 18 x 71 - 76 | 18 |  | 24 | 3 | 01551824L3 | 24.672 | 2.44 | 11.67
| 18 x 75 - 79 | 18 |  | 25 | 3 | 01551825L3 | 25.7 | 2.48 | 12.16
LINK FILTERS - SERIES 55
Panel
| Nominal Size | Height |  | Width | # of Panels | Part # | List Price | Link Wt | Net Price
| 18 x 80 - 86 | 18 |  | 20 | 4 | 01551820L4 | 27.4133 | 2.58 | 12.97
| 18 x 87 - 94 | 18 |  | 22 | 4 | 01551822L4 | 30.1547 | 3.12 | 14.26
| 18 x 95 - 102 | 18 |  | 24 | 4 | 01551824L4 | 32.896 | 3.25 | 15.56
| 18 x 100 - 106 | 18 |  | 25 | 4 | 01551825L4 | 34.2667 | 3.31 | 16.21
| 18 x 100 - 108 | 18 |  | 20 | 5 | 01551820L5 | 34.2667 | 3.22 | 16.21
| 18 x 109 - 118 | 18 |  | 22 | 5 | 01551822L5 | 37.6933 | 3.9 | 17.83
| 18 x 119 - 128 | 18 |  | 24 | 5 | 01551824L5 | 41.12 | 4.06 | 19.45
| 18 x 125 - 133 | 18 |  | 25 | 5 | 01551825L5 | 42.8333 | 4.14 | 20.26
| 18 x 132 - 142 | 18 |  | 22 | 6 | 01551822L6 | 45.232 | 4.69 | 21.39
| 18 x 143 - 154 | 18 |  | 24 | 6 | 01551824L6 | 49.344 | 4.87 | 23.34
| 18 x 150 - 160 | 18 |  | 25 | 6 | 01551825L6 | 51.4 | 4.97 | 24.31
| 18 x 160 - 174 | 18 |  | 20 | 8 | 01551820L8 | 54.8267 | 5.15 | 25.93
| 18 x 168 - 180 | 18 |  | 24 | 7 | 01551824L7 | 57.568 | 5.69 | 27.23
| 18 x 175 - 187 | 18 |  | 25 | 7 | 01551825L7 | 59.9667 | 5.8 | 28.36
| 18 x 176 - 190 | 18 |  | 22 | 8 | 01551822L8 | 60.3093 | 6.25 | 28.53
| 18 x 360 - 389 | 18 |  | 15 | 24 | 01551815L24 | 123.36 | 13.8 | 58.35
| 18 x 384 - 415 | 18 |  | 16 | 24 | 01551816L24 | 131.584 | 13.8 | 62.24
| 18 x 432 - 467 | 18 |  | 18 | 24 | 01551818L24 | 148.032 | 14.76 | 70.02
| 18 x 480 - 518 | 18 |  | 20 | 24 | 01551820L24 | 164.48 | 15.48 | 77.8
| 18 x 528 - 570 | 18 |  | 22 | 24 | 01551822L24 | 180.928 | 18.72 | 85.58
| 18 x 576 - 622 | 18 |  | 24 | 24 | 01551824L24 | 197.376 | 19.44 | 93.36
| 18 x 600 - 648 | 18 |  | 25 | 24 | 01551825L24 | 205.6 | 19.92 | 97.25
| 20 x 30 - 32 | 20 |  | 15 | 2 | 01552015L2 | 14.2831 | 1.2 | 6.76
| 20 x 32 - 34 | 20 |  | 16 | 2 | 01552016L2 | 12.1837 | 1.21 | 5.76
| 20 x 35 - 38 | 20 |  | 18 | 2 | 01552018L2 | 13.7067 | 1.29 | 6.48
| 20 x 39 - 42 | 20 |  | 20 | 2 | 01552020L2 | 13.2396 | 1.37 | 6.26
| 20 x 43 - 46 | 20 |  | 22 | 2 | 01552022L2 | 16.1262 | 1.67 | 7.63
| 20 x 47 - 50 | 20 |  | 24 | 2 | 01552024L2 | 16.1299 | 1.73 | 7.63
| 20 x 50 - 52 | 20 |  | 25 | 2 | 01552025L2 | 19.037 | 1.76 | 9
| 20 x 53 - 58 | 20 |  | 18 | 3 | 01552018L3 | 25.9076 | 1.93 | 12.25
| 20 x 59 - 64 | 20 |  | 20 | 3 | 01552020L3 | 19.8594 | 2.06 | 9.39
| 20 x 65 - 70 | 20 |  | 22 | 3 | 01552022L3 | 25.1289 | 2.5 | 11.89
| 20 x 71 - 76 | 20 |  | 24 | 3 | 01552024L3 | 24.1949 | 2.59 | 11.44
| 20 x 75 - 79 | 20 |  | 25 | 3 | 01552025L3 | 24.4188 | 2.64 | 11.55
| 20 x 80 - 86 | 20 |  | 20 | 4 | 01552020L4 | 26.4792 | 2.74 | 12.52
| 20 x 87 - 94 | 20 |  | 22 | 4 | 01552022L4 | 32.2524 | 3.34 | 15.26
| 20 x 95 - 102 | 20 |  | 24 | 4 | 01552024L4 | 36.5511 | 3.46 | 17.29
| 20 x 100 - 106 | 20 |  | 25 | 4 | 01552025L4 | 32.5686 | 3.52 | 15.4
| 20 x 100 - 108 | 20 |  | 20 | 5 | 01552020L5 | 38.0741 | 3.43 | 18.01
| 20 x 109 - 118 | 20 |  | 22 | 5 | 01552022L5 | 40.3249 | 4.17 | 19.07
| 20 x 119 - 128 | 20 |  | 24 | 5 | 01552024L5 | 40.3249 | 4.32 | 19.07
| 20 x 125 - 133 | 20 |  | 25 | 5 | 01552025L5 | 40.698 | 4.41 | 19.25
| 20 x 132 - 142 | 20 |  | 22 | 6 | 01552022L6 | 50.2578 | 5 | 23.77
| 20 x 143 - 154 | 20 |  | 24 | 6 | 01552024L6 | 54.8267 | 5.19 | 25.93
| 20 x 150 - 160 | 20 |  | 25 | 6 | 01552025L6 | 57.1111 | 5.29 | 27.01
| 20 x 160 - 174 | 20 |  | 20 | 8 | 01552020L8 | 60.9185 | 5.48 | 28.81
| 20 x 168 - 180 | 20 |  | 24 | 7 | 01552024L7 | 63.9645 | 6.05 | 30.26
| 20 x 175 - 187 | 20 |  | 25 | 7 | 01552025L7 | 66.6296 | 6.17 | 31.52
| 20 x 176 - 190 | 20 |  | 22 | 8 | 01552022L8 | 67.0104 | 6.67 | 31.7
| 20 x 360 - 389 | 20 |  | 15 | 24 | 01552015L24 | 137.0667 | 14.4 | 64.83
| 20 x 384 - 415 | 20 |  | 16 | 24 | 01552016L24 | 149.5728 | 14.52 | 70.75
| 20 x 432 - 467 | 20 |  | 18 | 24 | 01552018L24 | 164.48 | 15.48 | 77.8
LINK FILTERS - SERIES 55
Panel
| Nominal Size | Height |  | Width | # of Panels | Part # | List Price | Link Wt | Net Price
| 20 x 480 - 518 | 20 |  | 20 | 24 | 01552020L24 | 158.9262 | 16.44 | 75.17
| 20 x 528 - 570 | 20 |  | 22 | 24 | 01552022L24 | 201.0312 | 20.04 | 95.09
| 20 x 576 - 622 | 20 |  | 24 | 24 | 01552024L24 | 193.5593 | 20.76 | 91.55
| 20 x 600 - 648 | 20 |  | 25 | 24 | 01552025L24 | 195.3504 | 21.12 | 92.4
| 24 x 30 - 32 | 24 |  | 15 | 2 | 01552415L2 | 13.7067 | 1.5 | 6.48
| 24 x 32 - 34 | 24 |  | 16 | 2 | 01552416L2 | 14.6204 | 1.52 | 6.92
| 24 x 35 - 38 | 24 |  | 18 | 2 | 01552418L2 | 16.448 | 1.62 | 7.78
| 24 x 39 - 42 | 24 |  | 20 | 2 | 01552420L2 | 18.2756 | 1.73 | 8.64
| 24 x 43 - 46 | 24 |  | 22 | 2 | 01552422L2 | 20.1031 | 1.95 | 9.51
| 24 x 47 - 50 | 24 |  | 24 | 2 | 01552424L2 | 18.1152 | 2.02 | 8.57
| 24 x 50 - 52 | 24 |  | 25 | 2 | 01552425L2 | 21.726 | 2.14 | 10.28
| 24 x 53 - 58 | 24 |  | 18 | 3 | 01552418L3 | 24.672 | 2.44 | 11.67
| 24 x 59 - 64 | 24 |  | 20 | 3 | 01552420L3 | 27.4133 | 2.59 | 12.97
| 24 x 65 - 70 | 24 |  | 22 | 3 | 01552422L3 | 27.167 | 2.92 | 12.85
| 24 x 71 - 76 | 24 |  | 24 | 3 | 01552424L3 | 27.167 | 3.03 | 12.85
| 24 x 75 - 79 | 24 |  | 25 | 3 | 01552425L3 | 34.2667 | 3.2 | 16.21
| 24 x 80 - 86 | 24 |  | 20 | 4 | 01552420L4 | 36.2227 | 3.46 | 17.13
| 24 x 87 - 94 | 24 |  | 22 | 4 | 01552422L4 | 40.2062 | 3.89 | 19.02
| 24 x 95 - 102 | 24 |  | 24 | 4 | 01552424L4 | 43.8613 | 4.04 | 20.75
| 24 x 100 - 106 | 24 |  | 25 | 4 | 01552425L4 | 52.9074 | 4.27 | 25.03
| 24 x 100 - 108 | 24 |  | 20 | 5 | 01552420L5 | 45.6889 | 4.32 | 21.61
| 24 x 109 - 118 | 24 |  | 22 | 5 | 01552422L5 | 50.2578 | 4.87 | 23.77
| 24 x 120 - 128 | 24 |  | 24 | 5 | 01552424L5 | 54.8267 | 5.05 | 25.93
| 24 x 125 - 133 | 24 |  | 25 | 5 | 01552425L5 | 57.1111 | 5.34 | 27.01
| 24 x 131 - 142 | 24 |  | 22 | 6 | 01552422L6 | 60.3093 | 5.84 | 28.53
| 24 x 144 - 154 | 24 |  | 24 | 6 | 01552424L6 | 65.792 | 6.06 | 31.12
| 24 x 150 - 160 | 24 |  | 25 | 6 | 01552425L6 | 68.5333 | 6.41 | 32.42
| 24 x 160 - 174 | 24 |  | 20 | 8 | 01552420L8 | 73.1022 | 6.91 | 34.58
| 24 x 168 - 180 | 24 |  | 24 | 7 | 01552424L7 | 76.7573 | 7.06 | 36.31
| 24 x 175 - 187 | 24 |  | 25 | 7 | 01552425L7 | 79.9556 | 7.48 | 37.82
| 24 x 176 - 190 | 24 |  | 22 | 8 | 01552422L8 | 80.4125 | 7.79 | 38.04
| 24 x 360 - 389 | 24 |  | 15 | 24 | 01552415L24 | 164.48 | 18.24 | 77.8
| 24 x 384 - 415 | 24 |  | 16 | 24 | 01552416L24 | 175.4454 | 18.24 | 82.99
| 24 x 432 - 467 | 24 |  | 18 | 24 | 01552418L24 | 197.376 | 19.44 | 93.36
| 24 x 480 - 518 | 24 |  | 20 | 24 | 01552420L24 | 219.3067 | 20.76 | 103.73
| 24 x 528 - 570 | 24 |  | 22 | 24 | 01552422L24 | 241.2374 | 23.4 | 114.11
| 24 x 576 - 622 | 24 |  | 24 | 24 | 01552424L24 | 217.2954 | 24.24 | 102.78
| 24 x 600 - 648 | 24 |  | 25 | 24 | 01552425L24 | 274.1334 | 25.68 | 129.67
| 25 x 30 - 32 | 25 |  | 15 | 2 | 01552515L2 | 14.2778 | 1.55 | 6.75
| 25 x 32 - 34 | 25 |  | 16 | 2 | 01552516L2 | 15.2296 | 1.55 | 7.2
| 25 x 35 - 38 | 25 |  | 18 | 2 | 01552518L2 | 17.1333 | 1.66 | 8.1
| 25 x 39 - 42 | 25 |  | 20 | 2 | 01552520L2 | 16.2792 | 1.76 | 7.7
| 25 x 44 - 46 | 25 |  | 22 | 2 | 01552522L2 | 20.9407 | 2 | 9.9
| 25 x 47 - 50 | 25 |  | 24 | 2 | 01552524L2 | 21.0834 | 2.14 | 9.97
| 25 x 50 - 52 | 25 |  | 25 | 2 | 01552525L2 | 23.7963 | 2.2 | 11.26
| 25 x 53 - 58 | 25 |  | 18 | 3 | 01552518L3 | 15.8884 | 2.48 | 7.52
| 25 x 59 - 64 | 25 |  | 20 | 3 | 01552520L3 | 28.5556 | 2.64 | 13.51
| 25 x 65 - 70 | 25 |  | 22 | 3 | 01552522L3 | 31.4111 | 3 | 14.86
| 25 x 71 - 76 | 25 |  | 24 | 3 | 01552524L3 | 31.6302 | 3.2 | 14.96
| 25 x 75 - 79 | 25 |  | 25 | 3 | 01552525L3 | 35.6945 | 3.2 | 16.88
| 25 x 80 - 86 | 25 |  | 20 | 4 | 01552520L4 | 32.5584 | 3.52 | 15.4
LINK FILTERS - SERIES 55
Panel
| Nominal Size | Height |  | Width | # of Panels | Part # | List Price | Link Wt | Net Price
| 25 x 87 - 94 | 25 |  | 22 | 4 | 01552522L4 | 40.7893 | 3.99 | 19.29
| 25 x 95 - 102 | 25 |  | 24 | 4 | 01552524L4 | 45.6889 | 4.27 | 21.61
| 25 x 100 - 106 | 25 |  | 25 | 4 | 01552525L4 | 47.5926 | 4.27 | 22.51
| 25 x 100 - 108 | 25 |  | 20 | 5 | 01552520L5 | 47.5926 | 4.41 | 22.51
| 25 x 109 - 118 | 25 |  | 22 | 5 | 01552522L5 | 52.3519 | 4.99 | 24.76
| 25 x 120 - 128 | 25 |  | 24 | 5 | 01552524L5 | 57.1111 | 5.34 | 27.01
| 25 x 125 - 133 | 25 |  | 25 | 5 | 01552525L5 | 59.4908 | 5.34 | 28.14
| 25 x 132 - 142 | 25 |  | 22 | 6 | 01552522L6 | 62.8222 | 5.99 | 29.71
| 25 x 144 - 154 | 25 |  | 24 | 6 | 01552524L6 | 68.5333 | 6.41 | 32.42
| 25 x 150 - 160 | 25 |  | 25 | 6 | 01552525L6 | 71.3889 | 6.41 | 33.77
| 25 x 160 - 174 | 25 |  | 20 | 8 | 01552520L8 | 76.1482 | 7.06 | 36.02
| 25 x 168 - 180 | 25 |  | 24 | 7 | 01552524L7 | 79.9556 | 7.48 | 37.82
| 25 x 175 - 187 | 25 |  | 25 | 7 | 01552525L7 | 83.2871 | 7.48 | 39.39
| 25 x 176 - 190 | 25 |  | 22 | 8 | 01552522L8 | 83.763 | 7.99 | 39.62
| 25 x 360 - 389 | 25 |  | 15 | 24 | 01552515L24 | 171.3334 | 18.6 | 81.04
| 25 x 384 - 415 | 25 |  | 16 | 24 | 01552516L24 | 158.9262 | 18.6 | 75.17
| 25 x 432 - 467 | 25 |  | 18 | 24 | 01552518L24 | 205.6 | 19.92 | 97.25
| 25 x 480 - 518 | 25 |  | 20 | 24 | 01552520L24 | 195.3504 | 21.12 | 92.4
| 25 x 528 - 570 | 25 |  | 22 | 24 | 01552522L24 | 251.2889 | 24 | 118.86
| 25 x 576 - 622 | 25 |  | 24 | 24 | 01552524L24 | 274.1334 | 25.68 | 129.67
| 25 x 600 - 648 | 25 |  | 25 | 24 | 01552525L24 | 285.5556 | 26.4 | 135.07
Links Case Pack Quantities
| # of Linked Panels per Unit | Total Links Per case | # of Linked Units per Box |  |  | # of Linked Panels per Unit | Total Links Per case | # of Linked Units per Box
| 2 | 24 | 12 |  |  | 7 | 21 | 3
| 3 | 24 | 8 |  |  | 8 | 24 | 3
| 4 | 24 | 6 |  |  | 9 | 18 | 2
| 5 | 20 | 4 |  |  | 12 | 24 | 2
| 6 | 24 | 4 |  |  | 24 | 24 | 1
SERIES 55
MERV 7 - Light Duty - 2-Ply
Green/White - Downstream Tack - Wire Frame
SERIES 55
MERV 7 - Light Duty - 2-Ply
Green/White - Downstream Tack - Wire Frame
SERIES 55
MERV 7 - Light Duty - 2-Ply
Green/White - Downstream Tack - Wire Frame

## SER 65 PNLs LNKs
Prices subject to change without notice
Phone: 800-537-5454 |  |  |  |  | Multiplier |  | finishing-inquiry@filtrationgroup.com
Fax: 262-657-2210 |  |  |  |  | 1 |  | finishingorders@filtrationgroup.com
PANEL FILTERS - SERIES 65
| Nominal Size | Part # |  |  | List Price | Case Qty | Shipping Wt. | Net Price |  |  |  | Back to Table of Contents
| 10x20 | 01651020 |  |  | 7.6944 | 24 | 23.03 | 7.69
| 12x12 | 01651212 |  |  | 6.0659 | 24 | 19.83 | 6.07
| 12x16 | 01651216 |  |  | 6.6756 | 24 | 22.42 | 6.68
| 12x20 | 01651220 |  |  | 9.2333 | 24 | 24.99 | 9.23
| 12x24 | 01651224 |  |  | 11.08 | 24 | 31.46 | 11.08
| 12x25 | 01651225 |  |  | 11.5417 | 24 | 31.46 | 11.54
| 14x16 | 01651416 |  |  | 8.6178 | 24 | 11.5 | 8.62
| 14x20 | 01651420 |  |  | 10.7722 | 24 | 13.48 | 10.77
| 14x25 | 01651425 |  |  | 13.4653 | 24 | 17.92 | 13.47
| 14x30 | 01651430 |  |  | 16.1583 | 24 | 16.5 | 16.16
| 15x20 | 01651520 |  |  | 11.5417 | 24 | 13.97 | 11.54
| 15x25 | 01651525 |  |  | 14.4271 | 24 | 18.6 | 14.43
| 15x30 | 01651530 |  |  | 17.3125 | 24 | 20.4 | 17.31
| 16x16 | 01651616 |  |  | 4.8711 | 24 | 13.04 | 4.87
| 16x18 | 01651618 |  |  | 5.48 | 24 | 13.8 | 5.48
| 16x20 | 01651620 |  |  | 6.0889 | 24 | 14.47 | 6.09
| 16x22 | 01651622 |  |  | 6.6978 | 24 | 17.52 | 6.7
| 16x24 | 01651624 |  |  | 7.3067 | 24 | 18.24 | 7.31
| 16x25 | 01651625 |  |  | 7.6111 | 24 | 18.6 | 7.61
| 16x30 | 01651630 |  |  | 9.1333 | 24 | 21.8 | 9.13
| 18x20 | 01651820 |  |  | 6.85 | 24 | 15.46 | 6.85
| 18x22 | 01651822 |  |  | 7.535 | 24 | 18.74 | 7.54
| 18x24 | 01651824 |  |  | 8.22 | 24 | 19.5 | 8.22
| 18x25 | 01651825 |  |  | 8.5625 | 24 | 19.87 | 8.56
| 20x20 | 01652020 |  |  | 7.0487 | 24 | 17.07 | 7.05
| 20x22 | 01652022 |  |  | 8.3722 | 24 | 20.01 | 8.37
| 20x24 | 01652024 |  |  | 9.1333 | 24 | 20.75 | 9.13
| 20x25 | 01652025 |  |  | 9.5139 | 24 | 21.15 | 9.51
| 20x30 | 01652030 |  |  | 11.4167 | 24 | 21.3 | 11.42
| 24x22 | 01652422 |  |  | 10.0467 | 24 | 23.4 | 10.05
| 24x24 | 01652424 |  |  | 9.795 | 24 | 24.22 | 9.79
| 24x30 | 01652430 |  |  | 13.7 | 24 | 26.2 | 13.7
| 25x22 | 01652522 |  |  | 10.4653 | 24 | 24 | 10.47
| 25x24 | 01652524 |  |  | 11.4167 | 24 | 25.29 | 11.42
| 25x25 | 01652525 |  |  | 11.8924 | 24 | 25.29 | 11.89
SPECIAL SIZE PANEL FILTERS - SERIES 65
The internal wire frame used in standard panels are manufactured to the nominal size of the filter LESS 1/2".
Please specify if exact size is needed when ordering.
For example, the actual dimension of the wire frame for a 20x20, 2-ply panel, part #016102020
is 19 1/2 x 19 1/2; a 1/2" smaller than both nominal dimensions
PANEL SIZE
Minimum size - 6x6
Maximum size - 25x50
SPECIAL SIZE PANEL
The internal wire frame used in special size filters are manufactured to the nominal size of the filter LESS 1/2".
Please specify if exact size is needed when ordering.
Face Area
|  | (Square Inches) |  |  | List Price | Net Price
|  | 0- |  | 349 | 8.31 | 8.31
|  | 350- |  | 399 | 9.53 | 9.53
|  | 400- |  | 449 | 10.72 | 10.72
|  | 450- |  | 500 | 11.91 | 11.91
|  | 501- |  | 549 | 13.11 | 13.11
|  | 550- |  | 600 | 14.27 | 14.27
|  | 601- |  | 649 | 15.5 | 15.5
|  | 650- |  | 700 | 16.68 | 16.68
|  | 701- |  | 749 | 17.33 | 17.33
|  | 750- |  | 800 | 19.07 | 19.07
|  | 801- |  | 849 | 20.25 | 20.25
|  | 850- |  | 900 | 21.44 | 21.44
|  | 901- |  | 949 | 22.63 | 22.63
|  | 950- |  | 999 | 23.84 | 23.84
|  | 1000- |  | 1299 | 26.3 | 26.3
|  | 1300- |  | 1499 | 28.46 | 28.46
|  | 1500+ |  |  | Contact Factory
Special Minimum Order Quantity: Pricing based on a minimum of 24 panels per size.
[9 empty] | Prices subject to change without notice | [7 empty] | Prices subject to change without notice
Phone: 800-537-5454 |  |  |  |  | Multiplier |  | hvac.filtrationgroup.com |  |  | Phone: 800-537-5454
Fax: 262-657-2210 |  |  |  |  | 0.473 |  | cc-orders@filtrationgroup.com |  |  | Fax: 262-657-2210
| LINK FILTERS - SERIES 65 | [9 empty] | SPECIAL SIZE LINK FILTERS - SERIES 65
Panel
| Nominal Size | Height |  | Width | # of Panels | Part # | List Price | Link Wt | Net Price
The internal wire frame used in standard links are manufactured to the nominal size of the filter LESS 1/2".
| 10 x 30 - 32 | 10 |  | 15 | 2 | 01651015L2 | 11.4 | 0.85 | 5.39 |  | Please specify if exact size is needed when ordering.
| 10 x 32 - 34 | 10 |  | 16 | 2 | 01651016L2 | 12.16 | 0.89 | 5.75 | [8 empty] | Back to Table of Contents
| 10 x 35 - 38 | 10 |  | 18 | 2 | 01651018L2 | 13.68 | 0.94 | 6.47 |  | PANEL SIZE | Maximum panel size in link form - 25x25
| 10 x 39 - 42 | 10 |  | 20 | 2 | 01651020L2 | 15.2 | 0.96 | 7.19
| 10 x 43 - 46 | 10 |  | 22 | 2 | 01651022L2 | 16.72 | 1.17 | 7.91 |  | SPECIAL SIZE LINK FILTER
| 10 x 47 - 50 | 10 |  | 24 | 2 | 01651024L2 | 18.24 | 1.21 | 8.63
| 10 x 50 - 52 | 10 |  | 25 | 2 | 01651025L2 | 19 | 1.25 | 8.99 |  | If links are to be constructed from standard size panels, take panel list price and multiply by number
| 10 x 53 - 58 | 10 |  | 18 | 3 | 01651018L3 | 20.52 | 1.41 | 9.71 |  | of panels to make up link.
| 10 x 59 - 64 | 10 |  | 20 | 3 | 01651020L3 | 22.8 | 1.59 | 10.78
| 10 x 65 - 70 | 10 |  | 22 | 3 | 01651022L3 | 25.08 | 1.76 | 11.86 |  | If panels size is not in the standard listing, use Special Size instructions below.
| 10 x 71 - 76 | 10 |  | 24 | 3 | 01651024L3 | 27.36 | 1.81 | 12.94
| 10 x 75 - 79 | 10 |  | 25 | 3 | 01651025L3 | 28.5 | 1.87 | 13.48 |  | The internal wire frame used in special size links are manufactured to the nominal size of the filter LESS 1/2".
| 10 x 80 - 86 | 10 |  | 20 | 4 | 01651020L4 | 30.4 | 2.11 | 14.38 |  | Please specify if exact size is needed when ordering.
| 10 x 87 - 94 | 10 |  | 22 | 4 | 01651022L4 | 33.44 | 2.34 | 15.82
| 10 x 95 - 102 | 10 |  | 24 | 4 | 01651024L4 | 36.48 | 2.41 | 17.26 |  |  | Face Area
| 10 x 100 - 106 | 10 |  | 25 | 4 | 01651025L4 | 38 | 2.5 | 17.97 |  |  | (Square Inches) |  |  | List Price | Net Price
| 10 x 105 - 108 | 10 |  | 20 | 5 | 01651020L5 | 38 | 2.64 | 17.97 |  |  | 0- |  | 349 | 8.31 | 8.31
| 10 x 109 - 118 | 10 |  | 22 | 5 | 01651022L5 | 41.8 | 2.93 | 19.77 |  |  | 350- |  | 399 | 9.53 | 9.53
| 10 x 119 - 128 | 10 |  | 24 | 5 | 01651024L5 | 45.6 | 3.02 | 21.57 |  |  | 400- |  | 449 | 10.72 | 10.72
| 10 x 125 - 133 | 10 |  | 25 | 5 | 01651025L5 | 47.5 | 3.12 | 22.47 |  |  | 450- |  | 500 | 11.91 | 11.91
| 10 x 132 - 142 | 10 |  | 22 | 6 | 01651022L6 | 50.16 | 3.52 | 23.73 |  |  | 501- |  | 549 | 13.11 | 13.11
| 10 x 143 - 154 | 10 |  | 24 | 6 | 01651024L6 | 54.72 | 3.62 | 25.88 |  |  | 550- |  | 600 | 14.27 | 14.27
| 10 x 150 - 160 | 10 |  | 25 | 6 | 01651025L6 | 57 | 3.74 | 26.96 |  |  | 601- |  | 649 | 15.5 | 15.5
| 10 x 160 - 174 | 10 |  | 20 | 8 | 01651020L8 | 60.8 | 4.23 | 28.76 |  |  | 650- |  | 700 | 16.68 | 16.68
| 10 x 168 - 180 | 10 |  | 24 | 7 | 01651024L7 | 63.84 | 4.24 | 30.2 |  |  | 701- |  | 749 | 17.33 | 17.33
| 10 x 175 - 187 | 10 |  | 25 | 7 | 01651025L7 | 66.5 | 4.37 | 31.45 |  |  | 750- |  | 800 | 19.07 | 19.07
| 10 x 176 - 190 | 10 |  | 22 | 8 | 01651022L8 | 66.88 | 4.69 | 31.63 |  |  | 801- |  | 849 | 20.25 | 20.25
| 10 x 360 - 389 | 10 |  | 15 | 24 | 01651015L24 | 136.8 | 10.2 | 64.71 |  |  | 850- |  | 900 | 21.44 | 21.44
| 10 x 384 - 415 | 10 |  | 16 | 24 | 01651016L24 | 145.92 | 10.68 | 69.02 |  |  | 901- |  | 949 | 22.63 | 22.63
| 10 x 432 - 467 | 10 |  | 18 | 24 | 01651018L24 | 164.16 | 11.28 | 77.65 |  |  | 950- |  | 999 | 23.84 | 23.84
| 10 x 480 - 518 | 10 |  | 20 | 24 | 01651020L24 | 182.4 | 11.51 | 86.28 |  |  | 1000- |  | 1299 | 26.3 | 26.3
| 10 x 528 - 570 | 10 |  | 22 | 24 | 01651022L24 | 200.64 | 14.04 | 94.9 |  |  | 1300- |  | 1499 | 28.46 | 28.46
| 10 x 576 - 622 | 10 |  | 24 | 24 | 01651024L24 | 218.88 | 14.52 | 103.53 |  |  | 1500+ |  |  | Contact Factory
| 10 x 600 - 648 | 10 |  | 25 | 24 | 01651025L24 | 228 | 15 | 107.84
Special Minimum Order Quantity: Pricing based on a minimum of 12 panels linked per size.
| 12 x 30 - 32 | 12 |  | 15 | 2 | 01651215L2 | 13.68 | 0.93 | 6.47
| 12 x 32 - 34 | 12 |  | 16 | 2 | 01651216L2 | 14.592 | 0.93 | 6.9
| 12 x 35 - 38 | 12 |  | 18 | 2 | 01651218L2 | 16.416 | 0.99 | 7.76
| 12 x 39 - 42 | 12 |  | 20 | 2 | 01651220L2 | 18.24 | 1.04 | 8.63
| 12 x 43 - 46 | 12 |  | 22 | 2 | 01651222L2 | 20.064 | 1.26 | 9.49
| 12 x 47 - 50 | 12 |  | 24 | 2 | 01651224L2 | 21.888 | 1.31 | 10.35
| 12 x 50 - 52 | 12 |  | 25 | 2 | 01651225L2 | 22.8 | 1.31 | 10.78
| 12 x 53 - 58 | 12 |  | 18 | 3 | 01651218L3 | 24.624 | 1.48 | 11.65
LINK FILTERS - SERIES 65
Panel
| Nominal Size | Height |  | Width | # of Panels | Part # | List Price | Link Wt | Net Price
| 12 x 59 - 64 | 12 |  | 20 | 3 | 01651220L3 | 27.36 | 1.56 | 12.94
| 12 x 65 - 70 | 12 |  | 22 | 3 | 01651222L3 | 30.096 | 1.89 | 14.24
| 12 x 71 - 76 | 12 |  | 24 | 3 | 01651224L3 | 32.832 | 1.97 | 15.53
| 12 x 75 - 79 | 12 |  | 25 | 3 | 01651225L3 | 34.2 | 1.97 | 16.18
| 12 x 80 - 86 | 12 |  | 20 | 4 | 01651220L4 | 36.48 | 2.08 | 17.26
| 12 x 87 - 94 | 12 |  | 22 | 4 | 01651222L4 | 40.128 | 2.51 | 18.98
| 12 x 95- 102 | 12 |  | 24 | 4 | 01651224L4 | 43.776 | 2.62 | 20.71
| 12 x 100 - 106 | 12 |  | 25 | 4 | 01651225L4 | 45.6 | 2.62 | 21.57
| 12 x 105 - 108 | 12 |  | 20 | 5 | 01651220L5 | 45.6 | 2.6 | 21.57
| 12 x 109 - 118 | 12 |  | 22 | 5 | 01651222L5 | 50.16 | 3.14 | 23.73
| 12 x 119 - 128 | 12 |  | 24 | 5 | 01651224L5 | 54.72 | 3.28 | 25.88
| 12 x 125 - 133 | 12 |  | 25 | 5 | 01651225L5 | 57 | 3.28 | 26.96
| 12 x 132 - 142 | 12 |  | 22 | 6 | 01651222L6 | 60.192 | 3.77 | 28.47
| 12 x 143 - 154 | 12 |  | 24 | 6 | 01651224L6 | 65.664 | 3.93 | 31.06
| 12 x 150 - 160 | 12 |  | 25 | 6 | 01651225L6 | 68.4 | 3.93 | 32.35
| 12 x 160 - 174 | 12 |  | 20 | 8 | 01651220L8 | 72.96 | 4.17 | 34.51
| 12 x 168 - 180 | 12 |  | 24 | 7 | 01651224L7 | 76.608 | 4.59 | 36.24
| 12 x 175 - 187 | 12 |  | 25 | 7 | 01651225L7 | 79.8 | 4.59 | 37.75
| 12 x 176 - 190 | 12 |  | 22 | 8 | 01651222L8 | 80.256 | 5.03 | 37.96
| 12 x 288 - 311 | 12 |  | 12 | 24 | 01651212L24 | 131.328 | 9.92 | 62.12
| 12 x 360 - 389 | 12 |  | 15 | 24 | 01651215L24 | 164.16 | 11.16 | 77.65
| 12 x 384 - 415 | 12 |  | 16 | 24 | 01651216L24 | 175.104 | 11.16 | 82.82
| 12 x 432 - 467 | 12 |  | 18 | 24 | 01651218L24 | 196.992 | 11.88 | 93.18
| 12 x 480 - 518 | 12 |  | 20 | 24 | 01651220L24 | 218.88 | 12.48 | 103.53
| 12 x 528 - 570 | 12 |  | 22 | 24 | 01651222L24 | 240.768 | 15.12 | 113.88
| 12 x 576 - 622 | 12 |  | 24 | 24 | 01651224L24 | 262.656 | 15.72 | 124.24
| 12 x 600 - 648 | 12 |  | 25 | 24 | 01651225L24 | 273.6 | 15.72 | 129.41
| 14 x 30 - 32 | 14 |  | 15 | 2 | 01651415L2 | 15.96 | 0.89 | 7.55
| 14 x 32 - 34 | 14 |  | 16 | 2 | 01651416L2 | 17.024 | 0.93 | 8.05
| 14 x 35 - 38 | 14 |  | 18 | 2 | 01651418L2 | 19.152 | 1.07 | 9.06
| 14 x 39 - 42 | 14 |  | 20 | 2 | 01651420L2 | 21.28 | 1.12 | 10.07
| 14 x 43 - 46 | 14 |  | 22 | 2 | 01651422L2 | 23.408 | 1.21 | 11.07
| 14 x 47 - 50 | 14 |  | 24 | 2 | 01651424L2 | 25.536 | 1.43 | 12.08
| 14 x 50 - 52 | 14 |  | 25 | 2 | 01651425L2 | 26.6 | 1.49 | 12.58
| 14 x 53 - 58 | 14 |  | 18 | 3 | 01651418L3 | 28.728 | 1.6 | 13.59
| 14 x 59 - 64 | 14 |  | 20 | 3 | 01651420L3 | 31.92 | 1.69 | 15.1
| 14 x 65 - 70 | 14 |  | 22 | 3 | 01651422L3 | 35.112 | 1.81 | 16.61
| 14 x 71 - 76 | 14 |  | 24 | 3 | 01651424L3 | 38.304 | 2.15 | 18.12
| 14 x 75 - 79 | 14 |  | 25 | 3 | 01651425L3 | 39.9 | 2.24 | 18.87
| 14 x 80 - 86 | 14 |  | 20 | 4 | 01651420L4 | 42.56 | 2.25 | 20.13
| 14 x 87 - 94 | 14 |  | 22 | 4 | 01651422L4 | 46.816 | 2.42 | 22.14
| 14 x 95 - 102 | 14 |  | 24 | 4 | 01651424L4 | 51.072 | 2.86 | 24.16
| 14 x 100 - 106 | 14 |  | 25 | 4 | 01651425L4 | 53.2 | 2.99 | 25.16
| 14 x 100 - 108 | 14 |  | 20 | 5 | 01651420L5 | 53.2 | 2.81 | 25.16
| 14 x 109 - 118 | 14 |  | 22 | 5 | 01651422L5 | 58.52 | 3.02 | 27.68
| 14 x 119 - 128 | 14 |  | 24 | 5 | 01651424L5 | 63.84 | 3.58 | 30.2
| 14 x 125 - 133 | 14 |  | 25 | 5 | 01651425L5 | 66.5 | 3.73 | 31.45
| 14 x 132 - 142 | 14 |  | 22 | 6 | 01651422L6 | 70.224 | 3.63 | 33.22
| 14 x 143 - 154 | 14 |  | 24 | 6 | 01651424L6 | 76.608 | 4.3 | 36.24
| 14 x 150 - 160 | 14 |  | 25 | 6 | 01651425L6 | 79.8 | 4.48 | 37.75
| 14 x 160 - 174 | 14 |  | 20 | 8 | 01651420L8 | 85.12 | 4.49 | 40.26
| 14 x 168 - 180 | 14 |  | 24 | 7 | 01651424L7 | 89.376 | 5.01 | 42.27
| 14 x 175 - 187 | 14 |  | 25 | 7 | 01651425L7 | 93.1 | 5.23 | 44.04
| 14 x 176 - 190 | 14 |  | 22 | 8 | 01651422L8 | 93.632 | 4.83 | 44.29
LINK FILTERS - SERIES 65
Panel
| Nominal Size | Height |  | Width | # of Panels | Part # | List Price | Link Wt | Net Price
| 14 x 360 - 389 | 14 |  | 15 | 24 | 01651415L24 | 191.52 | 10.7 | 90.59
| 14 x 384 - 415 | 14 |  | 16 | 24 | 01651416L24 | 204.288 | 11.2 | 96.63
| 14 x 432 - 467 | 14 |  | 18 | 24 | 01651418L24 | 229.824 | 12.84 | 108.71
| 14 x 480 - 518 | 14 |  | 20 | 24 | 01651420L24 | 255.36 | 13.44 | 120.79
| 14 x 528 - 570 | 14 |  | 22 | 24 | 01651422L24 | 280.896 | 14.5 | 132.86
| 14 x 576 - 622 | 14 |  | 24 | 24 | 01651424L24 | 306.432 | 17.16 | 144.94
| 14 x 600 - 648 | 14 |  | 25 | 24 | 01651425L24 | 319.2 | 17.88 | 150.98
| 16 x 30 - 32 | 16 |  | 15 | 2 | 01651615L2 | 9.12 | 1.07 | 4.31
| 16 x 32 - 34 | 16 |  | 16 | 2 | 01651616L2 | 9.728 | 1.09 | 4.6
| 16 x 35 - 38 | 16 |  | 18 | 2 | 01651618L2 | 10.944 | 1.15 | 5.18
| 16 x 39 - 42 | 16 |  | 20 | 2 | 01651620L2 | 12.16 | 1.21 | 5.75
| 16 x 43 - 46 | 16 |  | 22 | 2 | 01651622L2 | 13.376 | 1.46 | 6.33
| 16 x 47 - 50 | 16 |  | 24 | 2 | 01651624L2 | 14.592 | 1.52 | 6.9
| 16 x 50 - 52 | 16 |  | 25 | 2 | 01651625L2 | 15.2 | 1.55 | 7.19
| 16 x 53 - 58 | 16 |  | 18 | 3 | 01651618L3 | 16.416 | 1.72 | 7.76
| 16 x 59 - 64 | 16 |  | 20 | 3 | 01651620L3 | 18.24 | 1.81 | 8.63
| 16 x 65 - 70 | 16 |  | 22 | 3 | 01651622L3 | 20.064 | 2.19 | 9.49
| 16 x 71 - 76 | 16 |  | 24 | 3 | 01651624L3 | 21.888 | 2.28 | 10.35
| 16 x 75 - 79 | 16 |  | 25 | 3 | 01651625L3 | 21.1382 | 2.33 | 10
| 16 x 80 - 86 | 16 |  | 20 | 4 | 01651620L4 | 24.32 | 2.41 | 11.5
| 16 x 87 - 94 | 16 |  | 22 | 4 | 01651622L4 | 26.752 | 2.92 | 12.65
| 16 x 95 - 102 | 16 |  | 24 | 4 | 01651624L4 | 29.184 | 3.04 | 13.8
| 16 x 100 - 106 | 16 |  | 25 | 4 | 01651625L4 | 30.4 | 3.1 | 14.38
| 16 x 100 - 108 | 16 |  | 20 | 5 | 01651620L5 | 30.4 | 3.01 | 14.38
| 16 x 109 - 118 | 16 |  | 22 | 5 | 01651622L5 | 33.44 | 3.65 | 15.82
| 16 x 119 - 128 | 16 |  | 24 | 5 | 01651624L5 | 36.48 | 3.8 | 17.26
| 16 x 125 - 133 | 16 |  | 25 | 5 | 01651625L5 | 38 | 3.88 | 17.97
| 16 x 132 - 142 | 16 |  | 22 | 6 | 01651622L6 | 40.128 | 4.38 | 18.98
| 16 x 143 - 154 | 16 |  | 24 | 6 | 01651624L6 | 43.776 | 4.56 | 20.71
| 16 x 150 - 160 | 16 |  | 25 | 6 | 01651625L6 | 45.6 | 4.65 | 21.57
| 16 x 160 - 174 | 16 |  | 20 | 8 | 01651620L8 | 48.64 | 4.82 | 23.01
| 16 x 168 - 180 | 16 |  | 24 | 7 | 01651624L7 | 51.072 | 5.32 | 24.16
| 16 x 175 - 187 | 16 |  | 25 | 7 | 01651625L7 | 53.2 | 5.43 | 25.16
| 16 x 176 - 190 | 16 |  | 22 | 8 | 01651622L8 | 53.504 | 5.84 | 25.31
| 16 x 360 - 389 | 16 |  | 15 | 24 | 01651615L24 | 109.44 | 12 | 51.77
| 16 x 384 - 415 | 16 |  | 16 | 24 | 01651616L24 | 116.736 | 13.08 | 55.22
| 16 x 432 - 467 | 16 |  | 18 | 24 | 01651618L24 | 131.328 | 13.8 | 62.12
| 16 x 480 - 518 | 16 |  | 20 | 24 | 01651620L24 | 145.92 | 14.52 | 69.02
| 16 x 528 - 570 | 16 |  | 22 | 24 | 01651622L24 | 160.512 | 17.52 | 75.92
| 16 x 576 - 622 | 16 |  | 24 | 24 | 01651624L24 | 175.104 | 18.24 | 82.82
| 16 x 600 - 648 | 16 |  | 25 | 24 | 01651625L24 | 169.1568 | 18.6 | 80.01
| 18 x 30 - 32 | 18 |  | 15 | 2 | 01651815L2 | 10.26 | 1.15 | 4.85
| 18 x 32 - 34 | 18 |  | 16 | 2 | 01651816L2 | 10.944 | 1.15 | 5.18
| 18 x 35 - 38 | 18 |  | 18 | 2 | 01651818L2 | 12.312 | 1.23 | 5.82
| 18 x 39 - 42 | 18 |  | 20 | 2 | 01651820L2 | 13.68 | 1.29 | 6.47
| 18 x 43 - 46 | 18 |  | 22 | 2 | 01651822L2 | 15.048 | 1.56 | 7.12
| 18 x 47 - 50 | 18 |  | 24 | 2 | 01651824L2 | 20.855 | 1.62 | 9.86
| 18 x 50 - 52 | 18 |  | 25 | 2 | 01651825L2 | 17.1 | 1.66 | 8.09
| 18 x 53 - 58 | 18 |  | 18 | 3 | 01651818L3 | 18.468 | 1.84 | 8.74
| 18 x 59 - 64 | 18 |  | 20 | 3 | 01651820L3 | 20.52 | 1.93 | 9.71
| 18 x 65 - 70 | 18 |  | 22 | 3 | 01651822L3 | 22.572 | 2.34 | 10.68
| 18 x 71 - 76 | 18 |  | 24 | 3 | 01651824L3 | 24.624 | 2.44 | 11.65
| 18 x 75 - 79 | 18 |  | 25 | 3 | 01651825L3 | 25.65 | 2.48 | 12.13
0
LINK FILTERS - SERIES 65
Panel
| Nominal Size | Height |  | Width | # of Panels | Part # | List Price | Link Wt | Net Price
| 18 x 80 - 86 | 18 |  | 20 | 4 | 01651820L4 | 27.36 | 2.58 | 12.94
| 18 x 87 - 94 | 18 |  | 22 | 4 | 01651822L4 | 30.096 | 3.12 | 14.24
| 18 x 95 - 102 | 18 |  | 24 | 4 | 01651824L4 | 32.832 | 3.25 | 15.53
| 18 x 100 - 106 | 18 |  | 25 | 4 | 01651825L4 | 34.2 | 3.31 | 16.18
| 18 x 100 - 108 | 18 |  | 20 | 5 | 01651820L5 | 34.2 | 3.22 | 16.18
| 18 x 109 - 118 | 18 |  | 22 | 5 | 01651822L5 | 37.62 | 3.9 | 17.79
| 18 x 119 - 128 | 18 |  | 24 | 5 | 01651824L5 | 41.04 | 4.06 | 19.41
| 18 x 125 - 133 | 18 |  | 25 | 5 | 01651825L5 | 42.75 | 4.14 | 20.22
| 18 x 132 - 142 | 18 |  | 22 | 6 | 01651822L6 | 45.144 | 4.69 | 21.35
| 18 x 143 - 154 | 18 |  | 24 | 6 | 01651824L6 | 49.248 | 4.87 | 23.29
| 18 x 150 - 160 | 18 |  | 25 | 6 | 01651825L6 | 51.3 | 4.97 | 24.26
| 18 x 160 - 174 | 18 |  | 20 | 8 | 01651820L8 | 54.72 | 5.15 | 25.88
| 18 x 168 - 180 | 18 |  | 24 | 7 | 01651824L7 | 57.456 | 5.69 | 27.18
| 18 x 175 - 187 | 18 |  | 25 | 7 | 01651825L7 | 59.85 | 5.8 | 28.31
| 18 x 176 - 190 | 18 |  | 22 | 8 | 01651822L8 | 60.192 | 6.25 | 28.47
| 18 x 360 - 389 | 18 |  | 15 | 24 | 01651815L24 | 123.12 | 13.8 | 58.24
| 18 x 384 - 415 | 18 |  | 16 | 24 | 01651816L24 | 131.328 | 13.8 | 62.12
| 18 x 432 - 467 | 18 |  | 18 | 24 | 01651818L24 | 147.744 | 14.76 | 69.88
| 18 x 480 - 518 | 18 |  | 20 | 24 | 01651820L24 | 164.16 | 15.48 | 77.65
| 18 x 528 - 570 | 18 |  | 22 | 24 | 01651822L24 | 180.576 | 18.72 | 85.41
| 18 x 576 - 622 | 18 |  | 24 | 24 | 01651824L24 | 196.992 | 19.44 | 93.18
| 18 x 600 - 648 | 18 |  | 25 | 24 | 01651825L24 | 205.2 | 19.92 | 97.06
| 20 x 30 - 32 | 20 |  | 15 | 2 | 01652015L2 | 11.4 | 1.2 | 5.39
| 20 x 32 - 34 | 20 |  | 16 | 2 | 01652016L2 | 12.16 | 1.21 | 5.75
| 20 x 35 - 38 | 20 |  | 18 | 2 | 01652018L2 | 13.68 | 1.29 | 6.47
| 20 x 39 - 42 | 20 |  | 20 | 2 | 01652020L2 | 14.0964 | 1.37 | 6.67
| 20 x 43 - 46 | 20 |  | 22 | 2 | 01652022L2 | 16.72 | 1.67 | 7.91
| 20 x 47 - 50 | 20 |  | 24 | 2 | 01652024L2 | 20.6142 | 1.73 | 9.75
| 20 x 50 - 52 | 20 |  | 25 | 2 | 01652025L2 | 19 | 1.76 | 8.99
| 20 x 53 - 58 | 20 |  | 18 | 3 | 01652018L3 | 21.1446 | 1.93 | 10
| 20 x 59 - 64 | 20 |  | 20 | 3 | 01652020L3 | 21.1461 | 2.06 | 10
| 20 x 65 - 70 | 20 |  | 22 | 3 | 01652022L3 | 25.08 | 2.5 | 11.86
| 20 x 71 - 76 | 20 |  | 24 | 3 | 01652024L3 | 30.9264 | 2.59 | 14.63
| 20 x 75 - 79 | 20 |  | 25 | 3 | 01652025L3 | 28.5 | 2.64 | 13.48
| 20 x 80 - 86 | 20 |  | 20 | 4 | 01652020L4 | 30.4 | 2.74 | 14.38
| 20 x 87 - 94 | 20 |  | 22 | 4 | 01652022L4 | 33.44 | 3.34 | 15.82
| 20 x 95 - 102 | 20 |  | 24 | 4 | 01652024L4 | 36.48 | 3.46 | 17.26
| 20 x 100 - 106 | 20 |  | 25 | 4 | 01652025L4 | 38 | 3.52 | 17.97
| 20 x 100 - 108 | 20 |  | 20 | 5 | 01652020L5 | 38 | 3.43 | 17.97
| 20 x 109 - 118 | 20 |  | 22 | 5 | 01652022L5 | 41.8 | 4.17 | 19.77
| 20 x 119 - 128 | 20 |  | 24 | 5 | 01652024L5 | 45.6 | 4.32 | 21.57
| 20 x 125 - 133 | 20 |  | 25 | 5 | 01652025L5 | 47.5 | 4.41 | 22.47
| 20 x 132 - 142 | 20 |  | 22 | 6 | 01652022L6 | 50.16 | 5 | 23.73
| 20 x 143 - 154 | 20 |  | 24 | 6 | 01652024L6 | 54.72 | 5.19 | 25.88
| 20 x 150 - 160 | 20 |  | 25 | 6 | 01652025L6 | 57 | 5.29 | 26.96
| 20 x 160 - 174 | 20 |  | 20 | 8 | 01652020L8 | 60.8 | 5.48 | 28.76
| 20 x 168 - 180 | 20 |  | 24 | 7 | 01652024L7 | 63.84 | 6.05 | 30.2
| 20 x 175 - 187 | 20 |  | 25 | 7 | 01652025L7 | 66.5 | 6.17 | 31.45
| 20 x 176 - 190 | 20 |  | 22 | 8 | 01652022L8 | 66.88 | 6.67 | 31.63
| 20 x 360 - 389 | 20 |  | 15 | 24 | 01652015L24 | 136.8 | 14.4 | 64.71
| 20 x 384 - 415 | 20 |  | 16 | 24 | 01652016L24 | 145.92 | 14.52 | 69.02
| 20 x 432 - 467 | 20 |  | 18 | 24 | 01652018L24 | 164.16 | 15.48 | 77.65
LINK FILTERS - SERIES 65
Panel
| Nominal Size | Height |  | Width | # of Panels | Part # | List Price | Link Wt | Net Price
| 20 x 480 - 518 | 20 |  | 20 | 24 | 01652020L24 | 169.1568 | 16.44 | 80.01
| 20 x 528 - 570 | 20 |  | 22 | 24 | 01652022L24 | 200.64 | 20.04 | 94.9
| 20 x 576 - 622 | 20 |  | 24 | 24 | 01652024L24 | 218.88 | 20.76 | 103.53
| 20 x 600 - 648 | 20 |  | 25 | 24 | 01652025L24 | 210.6198 | 21.12 | 99.62
| 24 x 30 - 32 | 24 |  | 15 | 2 | 01652415L2 | 13.68 | 1.5 | 6.47
| 24 x 32 - 34 | 24 |  | 16 | 2 | 01652416L2 | 14.592 | 1.52 | 6.9
| 24 x 35 - 38 | 24 |  | 18 | 2 | 01652418L2 | 16.416 | 1.62 | 7.76
| 24 x 39 - 42 | 24 |  | 20 | 2 | 01652420L2 | 18.24 | 1.73 | 8.63
| 24 x 43 - 46 | 24 |  | 22 | 2 | 01652422L2 | 20.064 | 1.95 | 9.49
| 24 x 47 - 50 | 24 |  | 24 | 2 | 01652424L2 | 21.888 | 2.02 | 10.35
| 24 x 50 - 52 | 24 |  | 25 | 2 | 01652425L2 | 22.8 | 2.14 | 10.78
| 24 x 53 - 58 | 24 |  | 18 | 3 | 01652418L3 | 24.624 | 2.44 | 11.65
| 24 x 59 - 64 | 24 |  | 20 | 3 | 01652420L3 | 27.36 | 2.59 | 12.94
| 24 x 65 - 70 | 24 |  | 22 | 3 | 01652422L3 | 30.096 | 2.92 | 14.24
| 24 x 71 - 76 | 24 |  | 24 | 3 | 01652424L3 | 29.3658 | 3.03 | 13.89
| 24 x 75 - 79 | 24 |  | 25 | 3 | 01652425L3 | 34.2 | 3.2 | 16.18
| 24 x 80 - 86 | 24 |  | 20 | 4 | 01652420L4 | 36.48 | 3.46 | 17.26
| 24 x 87 - 94 | 24 |  | 22 | 4 | 01652422L4 | 40.128 | 3.89 | 18.98
| 24 x 95 - 102 | 24 |  | 24 | 4 | 01652424L4 | 39.1578 | 4.04 | 18.52
| 24 x 100 - 106 | 24 |  | 25 | 4 | 01652425L4 | 45.6 | 4.27 | 21.57
| 24 x 100 - 108 | 24 |  | 20 | 5 | 01652420L5 | 45.6 | 4.32 | 21.57
| 24 x 109 - 118 | 24 |  | 22 | 5 | 01652422L5 | 50.16 | 4.87 | 23.73
| 24 x 120 - 128 | 24 |  | 24 | 5 | 01652424L5 | 48.9748 | 5.05 | 23.17
| 24 x 125 - 133 | 24 |  | 25 | 5 | 01652425L5 | 57 | 5.34 | 26.96
| 24 x 131 - 142 | 24 |  | 22 | 6 | 01652422L6 | 60.192 | 5.84 | 28.47
| 24 x 144 - 154 | 24 |  | 24 | 6 | 01652424L6 | 65.664 | 6.06 | 31.06
| 24 x 150 - 160 | 24 |  | 25 | 6 | 01652425L6 | 68.4 | 6.41 | 32.35
| 24 x 160 - 174 | 24 |  | 20 | 8 | 01652420L8 | 72.96 | 6.91 | 34.51
| 24 x 168 - 180 | 24 |  | 24 | 7 | 01652424L7 | 76.608 | 7.06 | 36.24
| 24 x 175 - 187 | 24 |  | 25 | 7 | 01652425L7 | 79.8 | 7.48 | 37.75
| 24 x 176 - 190 | 24 |  | 22 | 8 | 01652422L8 | 80.256 | 7.79 | 37.96
| 24 x 360 - 389 | 24 |  | 15 | 24 | 01652415L24 | 164.16 | 18.24 | 77.65
| 24 x 384 - 415 | 24 |  | 16 | 24 | 01652416L24 | 175.104 | 18.24 | 82.82
| 24 x 432 - 467 | 24 |  | 18 | 24 | 01652418L24 | 196.992 | 19.44 | 93.18
| 24 x 480 - 518 | 24 |  | 20 | 24 | 01652420L24 | 218.88 | 20.76 | 103.53
| 24 x 528 - 570 | 24 |  | 22 | 24 | 01652422L24 | 240.768 | 23.4 | 113.88
| 24 x 576 - 622 | 24 |  | 24 | 24 | 01652424L24 | 234.9162 | 24.24 | 111.12
| 24 x 600 - 648 | 24 |  | 25 | 24 | 01652425L24 | 273.6 | 25.68 | 129.41
| 25 x 30 - 32 | 25 |  | 15 | 2 | 01652515L2 | 14.25 | 1.55 | 6.74
| 25 x 32 - 34 | 25 |  | 16 | 2 | 01652516L2 | 15.2 | 1.55 | 7.19
| 25 x 35 - 38 | 25 |  | 18 | 2 | 01652518L2 | 17.1 | 1.66 | 8.09
| 25 x 39 - 42 | 25 |  | 20 | 2 | 01652520L2 | 19 | 1.76 | 8.99
| 25 x 44 - 46 | 25 |  | 22 | 2 | 01652522L2 | 20.9 | 2 | 9.89
| 25 x 47 - 50 | 25 |  | 24 | 2 | 01652524L2 | 22.8 | 2.14 | 10.78
| 25 x 50 - 52 | 25 |  | 25 | 2 | 01652525L2 | 23.75 | 2.2 | 11.23
| 25 x 53 - 58 | 25 |  | 18 | 3 | 01652518L3 | 25.65 | 2.48 | 12.13
| 25 x 59 - 64 | 25 |  | 20 | 3 | 01652520L3 | 28.5 | 2.64 | 13.48
| 25 x 65 - 70 | 25 |  | 22 | 3 | 01652522L3 | 31.35 | 3 | 14.83
| 25 x 71 - 76 | 25 |  | 24 | 3 | 01652524L3 | 34.2 | 3.2 | 16.18
| 25 x 75 - 79 | 25 |  | 25 | 3 | 01652525L3 | 35.625 | 3.2 | 16.85
| 25 x 80 - 86 | 25 |  | 20 | 4 | 01652520L4 | 38 | 3.52 | 17.97
LINK FILTERS - SERIES 65
Panel
| Nominal Size | Height |  | Width | # of Panels | Part # | List Price | Link Wt | Net Price
| 25 x 87 - 94 | 25 |  | 22 | 4 | 01652522L4 | 41.8 | 3.99 | 19.77
| 25 x 95 - 102 | 25 |  | 24 | 4 | 01652524L4 | 45.6 | 4.27 | 21.57
| 25 x 100 - 106 | 25 |  | 25 | 4 | 01652525L4 | 47.5 | 4.27 | 22.47
| 25 x 100 - 108 | 25 |  | 20 | 5 | 01652520L5 | 47.5 | 4.41 | 22.47
| 25 x 109 - 118 | 25 |  | 22 | 5 | 01652522L5 | 52.25 | 4.99 | 24.71
| 25 x 120 - 128 | 25 |  | 24 | 5 | 01652524L5 | 57 | 5.34 | 26.96
| 25 x 125 - 133 | 25 |  | 25 | 5 | 01652525L5 | 59.375 | 5.34 | 28.08 |  |  |  | Back to Table of Contents
| 25 x 132 - 142 | 25 |  | 22 | 6 | 01652522L6 | 62.7 | 5.99 | 29.66
| 25 x 144 - 154 | 25 |  | 24 | 6 | 01652524L6 | 68.4 | 6.41 | 32.35
| 25 x 150 - 160 | 25 |  | 25 | 6 | 01652525L6 | 71.25 | 6.41 | 33.7
| 25 x 160 - 174 | 25 |  | 20 | 8 | 01652520L8 | 76 | 7.06 | 35.95
| 25 x 168 - 180 | 25 |  | 24 | 7 | 01652524L7 | 79.8 | 7.48 | 37.75
| 25 x 175 - 187 | 25 |  | 25 | 7 | 01652525L7 | 83.125 | 7.48 | 39.32
| 25 x 176 - 190 | 25 |  | 22 | 8 | 01652522L8 | 83.6 | 7.99 | 39.54
| 25 x 360 - 389 | 25 |  | 15 | 24 | 01652515L24 | 171 | 18.6 | 80.88
| 25 x 384 - 415 | 25 |  | 16 | 24 | 01652516L24 | 169.1095 | 18.6 | 79.99
| 25 x 432 - 467 | 25 |  | 18 | 24 | 01652518L24 | 205.2 | 19.92 | 97.06
| 25 x 480 - 518 | 25 |  | 20 | 24 | 01652520L24 | 228 | 21.12 | 107.84
| 25 x 528 - 570 | 25 |  | 22 | 24 | 01652522L24 | 250.8 | 24 | 118.63
| 25 x 576 - 622 | 25 |  | 24 | 24 | 01652524L24 | 273.6 | 25.68 | 129.41
| 25 x 600 - 648 | 25 |  | 25 | 24 | 01652525L24 | 285 | 26.4 | 134.81
Links Case Pack Quantities
| # of Linked Panels per Unit | Total Links Per case | # of Linked Units per Box |  |  | # of Linked Panels per Unit | Total Links Per case | # of Linked Units per Box
| 2 | 24 | 12 |  |  | 7 | 21 | 3
| 3 | 24 | 8 |  |  | 8 | 24 | 3
| 4 | 24 | 6 |  |  | 9 | 18 | 2
| 5 | 20 | 4 |  |  | 12 | 24 | 2
| 6 | 24 | 4 |  |  | 24 | 24 | 1
SERIES 65
MERV 8 - Light Duty - 3-Ply
Green/White - Downstream Tack - Wire Frame
SERIES 65
MERV 8 - Light Duty - 3-Ply
Green/White - Downstream Tack - Wire Frame
SERIES 65
MERV 8 - Light Duty - 3-Ply
Green/White - Downstream Tack - Wire Frame

## SER 610 PNLs LNKs
Prices subject to change without notice
Phone: 800-537-5454 |  |  |  |  | Multiplier |  | finishing-inquiry@filtrationgroup.com
Fax: 262-657-2210 |  |  |  |  | 1 |  | finishingorders@filtrationgroup.com
PANEL FILTERS - SERIES 610
| Nominal Size | Part # |  |  | List Price | Case Qty | Shipping Wt. | Net Price |  |  |  | Back to Table of Contents
| 10x20 | 016101020 |  |  | 5.0979 | 24 | 23.03 | 5.1
| 12x12 | 016101212 |  |  | 4.476 | 24 | 19.83 | 4.48
| 12x16 | 016101216 |  |  | 4.894 | 24 | 22.42 | 4.89
| 12x20 | 016101220 |  |  | 6.1175 | 24 | 24.99 | 6.12
| 12x24 | 016101224 |  |  | 5.0572 | 24 | 31.46 | 5.06
| 12x25 | 016101225 |  |  | 7.6469 | 24 | 31.46 | 7.65
| 14x16 | 016101416 |  |  | 5.0572 | 24 | 11.5 | 5.06
| 14x20 | 016101420 |  |  | 5.0572 | 24 | 13.48 | 5.06
| 14x25 | 016101425 |  |  | 8.9214 | 24 | 17.92 | 8.92
| 14x30 | 016101430 |  |  | 8.014 | 24 | 16.5 | 8.01
| 15x20 | 016101520 |  |  | 7.6469 | 24 | 13.97 | 7.65
| 15x25 | 016101525 |  |  | 5.5364 | 24 | 18.6 | 5.54
| 15x30 | 016101530 |  |  | 8.014 | 24 | 20.4 | 8.01
| 16x16 | 016101616 |  |  | 5.0286 | 24 | 13.04 | 5.03
| 16x18 | 016101618 |  |  | 4.996 | 24 | 13.8 | 5
| 16x20 | 016101620 |  |  | 6.3587 | 24 | 14.47 | 6.36
| 16x22 | 016101622 |  |  | 6.1062 | 24 | 17.52 | 6.11
| 16x24 | 016101624 |  |  | 6.6613 | 24 | 18.24 | 6.66
| 16x25 | 016101625 |  |  | 5.5364 | 24 | 18.6 | 5.54
| 16x30 | 016101630 |  |  | 8.3267 | 24 | 21.8 | 8.33
| 18x20 | 016101820 |  |  | 5.5364 | 24 | 15.46 | 5.54
| 18x22 | 016101822 |  |  | 6.8695 | 24 | 18.74 | 6.87
| 18x24 | 016101824 |  |  | 6.3419 | 24 | 19.5 | 6.34
| 18x25 | 016101825 |  |  | 6.3419 | 24 | 19.87 | 6.34
| 20x20 | 016102020 |  |  | 6.0282 | 24 | 17.07 | 6.03
| 20x22 | 016102022 |  |  | 7.6328 | 24 | 20.01 | 7.63
| 20x24 | 016102024 |  |  | 8.3267 | 24 | 20.75 | 8.33
| 20x25 | 016102025 |  |  | 6.3419 | 24 | 21.15 | 6.34
| 20x30 | 016102030 |  |  | 8.7277 | 24 | 21.3 | 8.73
| 24x22 | 016102422 |  |  | 9.1593 | 24 | 23.4 | 9.16
| 24x24 | 016102424 |  |  | 6.974 | 24 | 24.22 | 6.97
| 24x30 | 016102430 |  |  | 9.534 | 24 | 26.2 | 9.53
| 25x22 | 016102522 |  |  | 9.541 | 24 | 24 | 9.54
| 25x24 | 016102524 |  |  | 10.4083 | 24 | 25.29 | 10.41
| 25x25 | 016102525 |  |  | 7.2697 | 24 | 25.29 | 7.27
SPECIAL SIZE PANEL FILTERS - SERIES 610
The internal wire frame used in standard panels are manufactured to the nominal size of the filter LESS 1/2".
Please specify if exact size is needed when ordering.
For example, the actual dimension of the wire frame for a 20x20, 2-ply panel, part #016102020
is 19 1/2 x 19 1/2; a 1/2" smaller than both nominal dimensions
PANEL SIZE
Minimum size - 6x6
Maximum size - 25x50
SPECIAL SIZE PANEL
The internal wire frame used in special size filters are manufactured to the nominal size of the filter LESS 1/2".
Please specify if exact size is needed when ordering.
Face Area
|  | (Square Inches) |  |  | List Price | Net Price
|  | 0- |  | 349 | 8.35 | 8.35
|  | 350- |  | 399 | 9.55 | 9.55
|  | 400- |  | 449 | 10.75 | 10.75
|  | 450- |  | 500 | 11.96 | 11.96
|  | 501- |  | 549 | 13.15 | 13.15
|  | 550- |  | 600 | 14.33 | 14.33
|  | 601- |  | 649 | 15.56 | 15.56
|  | 650- |  | 700 | 16.75 | 16.75
|  | 701- |  | 749 | 17.41 | 17.41
|  | 750- |  | 800 | 19.15 | 19.15
|  | 801- |  | 849 | 20.32 | 20.32
|  | 850- |  | 900 | 21.55 | 21.55
|  | 901- |  | 949 | 22.74 | 22.74
|  | 950- |  | 999 | 23.93 | 23.93
|  | 1000- |  | 1299 | 26.4 | 26.4
|  | 1300- |  | 1499 | 28.58 | 28.58
|  | 1500+ |  |  | Contact Factory
Special Minimum Order Quantity: Pricing based on a minimum of 24 panels per size.
When a special size panel has both dimensions greater than 25” or one dimension
longer than 48” a $5.00 oversized box charge will apply for every 24 panels of that size.
[18 empty] | Panel Special Configurator | [5 empty] | 0.125
[18 empty] | Height |  | Width | List Price | Net Price | Oversize Fee* | 0.25
[18 empty] | #REF! |  | #REF! | #VALUE! | #VALUE! | #REF! | 0.375
0.5
[18 empty] | Link Special Configurator | [5 empty] | 0.625
[19 empty] | Height |  | Width |  | Panel List Price | 0.75
[19 empty] | 0 |  | 0 |  | #VALUE! | 0.875
[9 empty] | Prices subject to change without notice | [7 empty] | Prices subject to change without notice
Phone: 800-537-5454 |  |  |  |  | Multiplier |  | hvac.filtrationgroup.com |  |  | Phone: 800-537-5454
Fax: 262-657-2210 |  |  |  |  | 0.473 |  | cc-orders@filtrationgroup.com |  |  | Fax: 262-657-2210
| LINK FILTERS - SERIES 610 | [9 empty] | SPECIAL SIZE LINK FILTERS - SERIES 610
Panel
| Nominal Size | Height |  | Width | # of Panels | Part # | List Price | Link Wt | Net Price
The internal wire frame used in standard links are manufactured to the nominal size of the filter LESS 1/2".
| 10 x 30 - 32 | 10 |  | 15 | 2 | 016101015L2 | 7.5 | 0.85 | 3.55 |  | Please specify if exact size is needed when ordering.
| 10 x 32 - 34 | 10 |  | 16 | 2 | 016101016L2 | 8.9622 | 0.89 | 4.24
| 10 x 35 - 38 | 10 |  | 18 | 2 | 016101018L2 | 8.9622 | 0.94 | 4.24 |  | PANEL SIZE | Maximum panel size in link form - 25x25
| 10 x 39 - 42 | 10 |  | 20 | 2 | 016101020L2 | 10.0266 | 0.96 | 4.74
| 10 x 43 - 46 | 10 |  | 22 | 2 | 016101022L2 | 11 | 1.17 | 5.2 |  | SPECIAL SIZE LINK FILTER
| 10 x 47 - 50 | 10 |  | 24 | 2 | 016101024L2 | 10.0226 | 1.21 | 4.74
| 10 x 50 - 52 | 10 |  | 25 | 2 | 016101025L2 | 12.5 | 1.25 | 5.91 |  | If links are to be constructed from standard size panels, take panel list price and multiply by number
| 10 x 53 - 58 | 10 |  | 18 | 3 | 016101018L3 | 13.5 | 1.41 | 6.39 |  | of panels to make up link.
| 10 x 59 - 64 | 10 |  | 20 | 3 | 016101020L3 | 13.428 | 1.59 | 6.35
| 10 x 65 - 70 | 10 |  | 22 | 3 | 016101022L3 | 16.5 | 1.76 | 7.8 |  | If panels size is not in the standard listing, use Special Size instructions below.
| 10 x 71 - 76 | 10 |  | 24 | 3 | 016101024L3 | 15.0492 | 1.81 | 7.12
| 10 x 75 - 79 | 10 |  | 25 | 3 | 016101025L3 | 18.75 | 1.87 | 8.87 |  | The internal wire frame used in special size links are manufactured to the nominal size of the filter LESS 1/2".
| 10 x 80 - 86 | 10 |  | 20 | 4 | 016101020L4 | 20 | 2.11 | 9.46 |  | Please specify if exact size is needed when ordering.
| 10 x 87 - 94 | 10 |  | 22 | 4 | 016101022L4 | 22 | 2.34 | 10.41
| 10 x 95 - 102 | 10 |  | 24 | 4 | 016101024L4 | 24 | 2.41 | 11.35 |  |  | Face Area
| 10 x 100 - 106 | 10 |  | 25 | 4 | 016101025L4 | 25 | 2.5 | 11.83 |  |  | (Square Inches) |  |  | List Price | Net Price
| 10 x 105 - 108 | 10 |  | 20 | 5 | 016101020L5 | 25 | 2.64 | 11.83 |  |  | 0- |  | 349 | 8.35 | 8.35
| 10 x 109 - 118 | 10 |  | 22 | 5 | 016101022L5 | 27.5 | 2.93 | 13.01 |  |  | 350- |  | 399 | 9.55 | 9.55
| 10 x 119 - 128 | 10 |  | 24 | 5 | 016101024L5 | 30 | 3.02 | 14.19 |  |  | 400- |  | 449 | 10.75 | 10.75
| 10 x 125 - 133 | 10 |  | 25 | 5 | 016101025L5 | 31.25 | 3.12 | 14.78 |  |  | 450- |  | 500 | 11.96 | 11.96
| 10 x 132 - 142 | 10 |  | 22 | 6 | 016101022L6 | 33 | 3.52 | 15.61 |  |  | 501- |  | 549 | 13.15 | 13.15
| 10 x 143 - 154 | 10 |  | 24 | 6 | 016101024L6 | 36 | 3.62 | 17.03 |  |  | 550- |  | 600 | 14.33 | 14.33
| 10 x 150 - 160 | 10 |  | 25 | 6 | 016101025L6 | 37.5 | 3.74 | 17.74 |  |  | 601- |  | 649 | 15.56 | 15.56
| 10 x 160 - 174 | 10 |  | 20 | 8 | 016101020L8 | 40 | 4.23 | 18.92 |  |  | 650- |  | 700 | 16.75 | 16.75
| 10 x 168 - 180 | 10 |  | 24 | 7 | 016101024L7 | 42 | 4.24 | 19.87 |  |  | 701- |  | 749 | 17.41 | 17.41
| 10 x 175 - 187 | 10 |  | 25 | 7 | 016101025L7 | 43.75 | 4.37 | 20.69 |  |  | 750- |  | 800 | 19.15 | 19.15
| 10 x 176 - 190 | 10 |  | 22 | 8 | 016101022L8 | 44 | 4.69 | 20.81 |  |  | 801- |  | 849 | 20.32 | 20.32
| 10 x 360 - 389 | 10 |  | 15 | 24 | 016101015L24 | 90 | 10.2 | 42.57 |  |  | 850- |  | 900 | 21.55 | 21.55
| 10 x 384 - 415 | 10 |  | 16 | 24 | 016101016L24 | 96 | 10.68 | 45.41 |  |  | 901- |  | 949 | 22.74 | 22.74
| 10 x 432 - 467 | 10 |  | 18 | 24 | 016101018L24 | 108 | 11.28 | 51.08 |  |  | 950- |  | 999 | 23.93 | 23.93
| 10 x 480 - 518 | 10 |  | 20 | 24 | 016101020L24 | 120 | 11.51 | 56.76 |  |  | 1000- |  | 1299 | 26.4 | 26.4
| 10 x 528 - 570 | 10 |  | 22 | 24 | 016101022L24 | 132 | 14.04 | 62.44 |  |  | 1300- |  | 1499 | 28.58 | 28.58
| 10 x 576 - 622 | 10 |  | 24 | 24 | 016101024L24 | 144 | 14.52 | 68.11 |  |  | 1500+ |  |  | Contact Factory
| 10 x 600 - 648 | 10 |  | 25 | 24 | 016101025L24 | 150 | 15 | 70.95
Special Minimum Order Quantity: Pricing based on a minimum of 12 panels linked per size.
| 12 x 30 - 32 | 12 |  | 15 | 2 | 016101215L2 | 9 | 0.93 | 4.26
| 12 x 32 - 34 | 12 |  | 16 | 2 | 016101216L2 | 9.6 | 0.93 | 4.54
| 12 x 35 - 38 | 12 |  | 18 | 2 | 016101218L2 | 10.8 | 0.99 | 5.11
| 12 x 39 - 42 | 12 |  | 20 | 2 | 016101220L2 | 8.9622 | 1.04 | 4.24
| 12 x 43 - 46 | 12 |  | 22 | 2 | 016101222L2 | 10.0226 | 1.26 | 4.74
| 12 x 47 - 50 | 12 |  | 24 | 2 | 016101224L2 | 10.1184 | 1.31 | 4.79
| 12 x 50 - 52 | 12 |  | 25 | 2 | 016101225L2 | 10.1184 | 1.31 | 4.79
| 12 x 53 - 58 | 12 |  | 18 | 3 | 016101218L3 | 13.428 | 1.48 | 6.35
LINK FILTERS - SERIES 610
Panel
| Nominal Size | Height |  | Width | # of Panels | Part # | List Price | Link Wt | Net Price
| 12 x 59 - 64 | 12 |  | 20 | 3 | 016101220L3 | 18 | 1.56 | 8.51
| 12 x 65 - 70 | 12 |  | 22 | 3 | 016101222L3 | 15.0492 | 1.89 | 7.12
| 12 x 71 - 76 | 12 |  | 24 | 3 | 016101224L3 | 15.1776 | 1.97 | 7.18
| 12 x 75 - 79 | 12 |  | 25 | 3 | 016101225L3 | 22.5 | 1.97 | 10.64
| 12 x 80 - 86 | 12 |  | 20 | 4 | 016101220L4 | 24 | 2.08 | 11.35
| 12 x 87 - 94 | 12 |  | 22 | 4 | 016101222L4 | 20.0656 | 2.51 | 9.49
| 12 x 95- 102 | 12 |  | 24 | 4 | 016101224L4 | 28.8 | 2.62 | 13.62
| 12 x 100 - 106 | 12 |  | 25 | 4 | 016101225L4 | 30 | 2.62 | 14.19
| 12 x 105 - 108 | 12 |  | 20 | 5 | 016101220L5 | 30 | 2.6 | 14.19
| 12 x 109 - 118 | 12 |  | 22 | 5 | 016101222L5 | 33 | 3.14 | 15.61 |  | Minimum Order Quantity: Refer to Link Case Pack Quantity tables above for Minimum Order Quantities (# of Linked Units per Box).
| 12 x 119 - 128 | 12 |  | 24 | 5 | 016101224L5 | 36 | 3.28 | 17.03
| 12 x 125 - 133 | 12 |  | 25 | 5 | 016101225L5 | 25.296 | 3.28 | 11.97
| 12 x 132 - 142 | 12 |  | 22 | 6 | 016101222L6 | 39.6 | 3.77 | 18.73
| 12 x 143 - 154 | 12 |  | 24 | 6 | 016101224L6 | 43.2 | 3.93 | 20.43
| 12 x 150 - 160 | 12 |  | 25 | 6 | 016101225L6 | 45 | 3.93 | 21.29
| 12 x 160 - 174 | 12 |  | 20 | 8 | 016101220L8 | 48 | 4.17 | 22.7
| 12 x 168 - 180 | 12 |  | 24 | 7 | 016101224L7 | 50.4 | 4.59 | 23.84
| 12 x 175 - 187 | 12 |  | 25 | 7 | 016101225L7 | 52.5 | 4.59 | 24.83
| 12 x 176 - 190 | 12 |  | 22 | 8 | 016101222L8 | 52.8 | 5.03 | 24.97
| 12 x 288 - 311 | 12 |  | 12 | 24 | 016101212L24 | 86.4 | 9.92 | 40.87
| 12 x 360 - 389 | 12 |  | 15 | 24 | 016101215L24 | 108 | 11.16 | 51.08
| 12 x 384 - 415 | 12 |  | 16 | 24 | 016101216L24 | 115.2 | 11.16 | 54.49
| 12 x 432 - 467 | 12 |  | 18 | 24 | 016101218L24 | 129.6 | 11.88 | 61.3
| 12 x 480 - 518 | 12 |  | 20 | 24 | 016101220L24 | 107.465 | 12.48 | 50.83
| 12 x 528 - 570 | 12 |  | 22 | 24 | 016101222L24 | 158.4 | 15.12 | 74.92
| 12 x 576 - 622 | 12 |  | 24 | 24 | 016101224L24 | 121.4208 | 15.72 | 57.43
| 12 x 600 - 648 | 12 |  | 25 | 24 | 016101225L24 | 180 | 15.72 | 85.14
| 14 x 30 - 32 | 14 |  | 15 | 2 | 016101415L2 | 10.0226 | 0.89 | 4.74
| 14 x 32 - 34 | 14 |  | 16 | 2 | 016101416L2 | 11.2 | 0.93 | 5.3
| 14 x 35 - 38 | 14 |  | 18 | 2 | 016101418L2 | 12.6 | 1.07 | 5.96
| 14 x 39 - 42 | 14 |  | 20 | 2 | 016101420L2 | 14 | 1.12 | 6.62
| 14 x 43 - 46 | 14 |  | 22 | 2 | 016101422L2 | 15.4 | 1.21 | 7.28
| 14 x 47 - 50 | 14 |  | 24 | 2 | 016101424L2 | 16.8 | 1.43 | 7.95
| 14 x 50 - 52 | 14 |  | 25 | 2 | 016101425L2 | 17.5 | 1.49 | 8.28
| 14 x 53 - 58 | 14 |  | 18 | 3 | 016101418L3 | 18.9 | 1.6 | 8.94
| 14 x 59 - 64 | 14 |  | 20 | 3 | 016101420L3 | 21 | 1.69 | 9.93
| 14 x 65 - 70 | 14 |  | 22 | 3 | 016101422L3 | 23.1 | 1.81 | 10.93
| 14 x 71 - 76 | 14 |  | 24 | 3 | 016101424L3 | 25.2 | 2.15 | 11.92
| 14 x 75 - 79 | 14 |  | 25 | 3 | 016101425L3 | 26.25 | 2.24 | 12.42
| 14 x 80 - 86 | 14 |  | 20 | 4 | 016101420L4 | 28 | 2.25 | 13.24
| 14 x 87 - 94 | 14 |  | 22 | 4 | 016101422L4 | 30.8 | 2.42 | 14.57
| 14 x 95 - 102 | 14 |  | 24 | 4 | 016101424L4 | 33.6 | 2.86 | 15.89
| 14 x 100 - 106 | 14 |  | 25 | 4 | 016101425L4 | 35 | 2.99 | 16.56
| 14 x 100 - 108 | 14 |  | 20 | 5 | 016101420L5 | 35 | 2.81 | 16.56
| 14 x 109 - 118 | 14 |  | 22 | 5 | 016101422L5 | 38.5 | 3.02 | 18.21
| 14 x 119 - 128 | 14 |  | 24 | 5 | 016101424L5 | 42 | 3.58 | 19.87
| 14 x 125 - 133 | 14 |  | 25 | 5 | 016101425L5 | 43.75 | 3.73 | 20.69
| 14 x 132 - 142 | 14 |  | 22 | 6 | 016101422L6 | 46.2 | 3.63 | 21.85
| 14 x 143 - 154 | 14 |  | 24 | 6 | 016101424L6 | 50.4 | 4.3 | 23.84
| 14 x 150 - 160 | 14 |  | 25 | 6 | 016101425L6 | 52.5 | 4.48 | 24.83
| 14 x 160 - 174 | 14 |  | 20 | 8 | 016101420L8 | 56 | 4.49 | 26.49
| 14 x 168 - 180 | 14 |  | 24 | 7 | 016101424L7 | 58.8 | 5.01 | 27.81
| 14 x 175 - 187 | 14 |  | 25 | 7 | 016101425L7 | 61.25 | 5.23 | 28.97
| 14 x 176 - 190 | 14 |  | 22 | 8 | 016101422L8 | 61.6 | 4.83 | 29.14
LINK FILTERS - SERIES 610
Panel
| Nominal Size | Height |  | Width | # of Panels | Part # | List Price | Link Wt | Net Price
| 14 x 360 - 389 | 14 |  | 15 | 24 | 016101415L24 | 126 | 10.7 | 59.6
| 14 x 384 - 415 | 14 |  | 16 | 24 | 016101416L24 | 134.4 | 11.2 | 63.57
| 14 x 432 - 467 | 14 |  | 18 | 24 | 016101418L24 | 151.2 | 12.84 | 71.52
| 14 x 480 - 518 | 14 |  | 20 | 24 | 016101420L24 | 168 | 13.44 | 79.46
| 14 x 528 - 570 | 14 |  | 22 | 24 | 016101422L24 | 132.8936 | 14.5 | 62.86
| 14 x 576 - 622 | 14 |  | 24 | 24 | 016101424L24 | 132.8936 | 17.16 | 62.86
| 14 x 600 - 648 | 14 |  | 25 | 24 | 016101425L24 | 213.4848 | 17.88 | 100.98
| 16 x 30 - 32 | 16 |  | 15 | 2 | 016101615L2 | 8.16 | 1.07 | 3.86
| 16 x 32 - 34 | 16 |  | 16 | 2 | 016101616L2 | 8.704 | 1.09 | 4.12
| 16 x 35 - 38 | 16 |  | 18 | 2 | 016101618L2 | 9.792 | 1.15 | 4.63
| 16 x 39 - 42 | 16 |  | 20 | 2 | 016101620L2 | 12.7184 | 1.21 | 6.02
| 16 x 43 - 46 | 16 |  | 22 | 2 | 016101622L2 | 11.0728 | 1.46 | 5.24
| 16 x 47 - 50 | 16 |  | 24 | 2 | 016101624L2 | 13.056 | 1.52 | 6.18
| 16 x 50 - 52 | 16 |  | 25 | 2 | 016101625L2 | 11.0728 | 1.55 | 5.24
| 16 x 53 - 58 | 16 |  | 18 | 3 | 016101618L3 | 14.688 | 1.72 | 6.95
| 16 x 59 - 64 | 16 |  | 20 | 3 | 016101620L3 | 15.0858 | 1.81 | 7.14
| 16 x 65 - 70 | 16 |  | 22 | 3 | 016101622L3 | 17.952 | 2.19 | 8.49
| 16 x 71 - 76 | 16 |  | 24 | 3 | 016101624L3 | 19.584 | 2.28 | 9.26
| 16 x 75 - 79 | 16 |  | 25 | 3 | 016101625L3 | 16.6092 | 2.33 | 7.86
| 16 x 80 - 86 | 16 |  | 20 | 4 | 016101620L4 | 20.1144 | 2.41 | 9.51
| 16 x 87 - 94 | 16 |  | 22 | 4 | 016101622L4 | 22.1455 | 2.92 | 10.47
| 16 x 95 - 102 | 16 |  | 24 | 4 | 016101624L4 | 22.1455 | 3.04 | 10.47
| 16 x 100 - 106 | 16 |  | 25 | 4 | 016101625L4 | 27.2 | 3.1 | 12.87
| 16 x 100 - 108 | 16 |  | 20 | 5 | 016101620L5 | 27.2 | 3.01 | 12.87
| 16 x 109 - 118 | 16 |  | 22 | 5 | 016101622L5 | 27.6921 | 3.65 | 13.1
| 16 x 119 - 128 | 16 |  | 24 | 5 | 016101624L5 | 32.64 | 3.8 | 15.44
| 16 x 125 - 133 | 16 |  | 25 | 5 | 016101625L5 | 34 | 3.88 | 16.08
| 16 x 132 - 142 | 16 |  | 22 | 6 | 016101622L6 | 35.904 | 4.38 | 16.98
| 16 x 143 - 154 | 16 |  | 24 | 6 | 016101624L6 | 39.168 | 4.56 | 18.53
| 16 x 150 - 160 | 16 |  | 25 | 6 | 016101625L6 | 40.8 | 4.65 | 19.3
| 16 x 160 - 174 | 16 |  | 20 | 8 | 016101620L8 | 43.52 | 4.82 | 20.58
| 16 x 168 - 180 | 16 |  | 24 | 7 | 016101624L7 | 45.696 | 5.32 | 21.61
| 16 x 175 - 187 | 16 |  | 25 | 7 | 016101625L7 | 47.6 | 5.43 | 22.51
| 16 x 176 - 190 | 16 |  | 22 | 8 | 016101622L8 | 47.872 | 5.84 | 22.64
| 16 x 360 - 389 | 16 |  | 15 | 24 | 016101615L24 | 97.92 | 12 | 46.32
| 16 x 384 - 415 | 16 |  | 16 | 24 | 016101616L24 | 121.4208 | 13.08 | 57.43
| 16 x 432 - 467 | 16 |  | 18 | 24 | 016101618L24 | 117.504 | 13.8 | 55.58
| 16 x 480 - 518 | 16 |  | 20 | 24 | 016101620L24 | 121.4208 | 14.52 | 57.43
| 16 x 528 - 570 | 16 |  | 22 | 24 | 016101622L24 | 143.616 | 17.52 | 67.93
| 16 x 576 - 622 | 16 |  | 24 | 24 | 016101624L24 | 132.8936 | 18.24 | 62.86
| 16 x 600 - 648 | 16 |  | 25 | 24 | 016101625L24 | 132.8936 | 18.6 | 62.86
| 18 x 30 - 32 | 18 |  | 15 | 2 | 016101815L2 | 9.18 | 1.15 | 4.34
| 18 x 32 - 34 | 18 |  | 16 | 2 | 016101816L2 | 10.0226 | 1.15 | 4.74
| 18 x 35 - 38 | 18 |  | 18 | 2 | 016101818L2 | 11.016 | 1.23 | 5.21
| 18 x 39 - 42 | 18 |  | 20 | 2 | 016101820L2 | 12.24 | 1.29 | 5.79
| 18 x 43 - 46 | 18 |  | 22 | 2 | 016101822L2 | 13.464 | 1.56 | 6.37
| 18 x 47 - 50 | 18 |  | 24 | 2 | 016101824L2 | 14.688 | 1.62 | 6.95
| 18 x 50 - 52 | 18 |  | 25 | 2 | 016101825L2 | 15.3 | 1.66 | 7.24
| 18 x 53 - 58 | 18 |  | 18 | 3 | 016101818L3 | 16.524 | 1.84 | 7.82
| 18 x 59 - 64 | 18 |  | 20 | 3 | 016101820L3 | 18.36 | 1.93 | 8.68
| 18 x 65 - 70 | 18 |  | 22 | 3 | 016101822L3 | 20.196 | 2.34 | 9.55
| 18 x 71 - 76 | 18 |  | 24 | 3 | 016101824L3 | 22.032 | 2.44 | 10.42
| 18 x 75 - 79 | 18 |  | 25 | 3 | 016101825L3 | 22.95 | 2.48 | 10.86
LINK FILTERS - SERIES 610
Panel
| Nominal Size | Height |  | Width | # of Panels | Part # | List Price | Link Wt | Net Price
| 18 x 80 - 86 | 18 |  | 20 | 4 | 016101820L4 | 22.1455 | 2.58 | 10.47
| 18 x 87 - 94 | 18 |  | 22 | 4 | 016101822L4 | 26.928 | 3.12 | 12.74
| 18 x 95 - 102 | 18 |  | 24 | 4 | 016101824L4 | 29.376 | 3.25 | 13.89
| 18 x 100 - 106 | 18 |  | 25 | 4 | 016101825L4 | 30.6 | 3.31 | 14.47
| 18 x 100 - 108 | 18 |  | 20 | 5 | 016101820L5 | 30.6 | 3.22 | 14.47
| 18 x 109 - 118 | 18 |  | 22 | 5 | 016101822L5 | 33.66 | 3.9 | 15.92
| 18 x 119 - 128 | 18 |  | 24 | 5 | 016101824L5 | 36.72 | 4.06 | 17.37
| 18 x 125 - 133 | 18 |  | 25 | 5 | 016101825L5 | 38.25 | 4.14 | 18.09
| 18 x 132 - 142 | 18 |  | 22 | 6 | 016101822L6 | 40.392 | 4.69 | 19.11
| 18 x 143 - 154 | 18 |  | 24 | 6 | 016101824L6 | 44.064 | 4.87 | 20.84
| 18 x 150 - 160 | 18 |  | 25 | 6 | 016101825L6 | 45.9 | 4.97 | 21.71
| 18 x 160 - 174 | 18 |  | 20 | 8 | 016101820L8 | 48.96 | 5.15 | 23.16
| 18 x 168 - 180 | 18 |  | 24 | 7 | 016101824L7 | 51.408 | 5.69 | 24.32
| 18 x 175 - 187 | 18 |  | 25 | 7 | 016101825L7 | 53.55 | 5.8 | 25.33
| 18 x 176 - 190 | 18 |  | 22 | 8 | 016101822L8 | 53.856 | 6.25 | 25.47
| 18 x 360 - 389 | 18 |  | 15 | 24 | 016101815L24 | 110.16 | 13.8 | 52.11
| 18 x 384 - 415 | 18 |  | 16 | 24 | 016101816L24 | 117.504 | 13.8 | 55.58
| 18 x 432 - 467 | 18 |  | 18 | 24 | 016101818L24 | 132.8936 | 14.76 | 62.86
| 18 x 480 - 518 | 18 |  | 20 | 24 | 016101820L24 | 132.8936 | 15.48 | 62.86
| 18 x 528 - 570 | 18 |  | 22 | 24 | 016101822L24 | 161.568 | 18.72 | 76.42
| 18 x 576 - 622 | 18 |  | 24 | 24 | 016101824L24 | 152.2656 | 19.44 | 72.02
| 18 x 600 - 648 | 18 |  | 25 | 24 | 016101825L24 | 152.2656 | 19.92 | 72.02
| 20 x 30 - 32 | 20 |  | 15 | 2 | 016102015L2 | 11.3424 | 1.2 | 5.36
| 20 x 32 - 34 | 20 |  | 16 | 2 | 016102016L2 | 11.3424 | 1.21 | 5.36
| 20 x 35 - 38 | 20 |  | 18 | 2 | 016102018L2 | 15.2739 | 1.29 | 7.22
| 20 x 39 - 42 | 20 |  | 20 | 2 | 016102020L2 | 11.0728 | 1.37 | 5.24
| 20 x 43 - 46 | 20 |  | 22 | 2 | 016102022L2 | 12.6888 | 1.67 | 6
| 20 x 47 - 50 | 20 |  | 24 | 2 | 016102024L2 | 16.32 | 1.73 | 7.72
| 20 x 50 - 52 | 20 |  | 25 | 2 | 016102025L2 | 12.6888 | 1.76 | 6
| 20 x 53 - 58 | 20 |  | 18 | 3 | 016102018L3 | 18.36 | 1.93 | 8.68
| 20 x 59 - 64 | 20 |  | 20 | 3 | 016102020L3 | 16.6092 | 2.06 | 7.86
| 20 x 65 - 70 | 20 |  | 22 | 3 | 016102022L3 | 19.0332 | 2.5 | 9
| 20 x 71 - 76 | 20 |  | 24 | 3 | 016102024L3 | 19.0332 | 2.59 | 9
| 20 x 75 - 79 | 20 |  | 25 | 3 | 016102025L3 | 19.0332 | 2.64 | 9
| 20 x 80 - 86 | 20 |  | 20 | 4 | 016102020L4 | 22.7256 | 2.74 | 10.75
| 20 x 87 - 94 | 20 |  | 22 | 4 | 016102022L4 | 25.3776 | 3.34 | 12
| 20 x 95 - 102 | 20 |  | 24 | 4 | 016102024L4 | 25.3776 | 3.46 | 12
| 20 x 100 - 106 | 20 |  | 25 | 4 | 016102025L4 | 25.3776 | 3.52 | 12
| 20 x 100 - 108 | 20 |  | 20 | 5 | 016102020L5 | 27.6921 | 3.43 | 13.1
| 20 x 109 - 118 | 20 |  | 22 | 5 | 016102022L5 | 31.722 | 4.17 | 15
| 20 x 119 - 128 | 20 |  | 24 | 5 | 016102024L5 | 31.722 | 4.32 | 15
| 20 x 125 - 133 | 20 |  | 25 | 5 | 016102025L5 | 31.722 | 4.41 | 15
| 20 x 132 - 142 | 20 |  | 22 | 6 | 016102022L6 | 38.0664 | 5 | 18.01
| 20 x 143 - 154 | 20 |  | 24 | 6 | 016102024L6 | 38.0664 | 5.19 | 18.01
| 20 x 150 - 160 | 20 |  | 25 | 6 | 016102025L6 | 38.0664 | 5.29 | 18.01
| 20 x 160 - 174 | 20 |  | 20 | 8 | 016102020L8 | 54.4 | 5.48 | 25.73
| 20 x 168 - 180 | 20 |  | 24 | 7 | 016102024L7 | 57.12 | 6.05 | 27.02
| 20 x 175 - 187 | 20 |  | 25 | 7 | 016102025L7 | 59.5 | 6.17 | 28.14
| 20 x 176 - 190 | 20 |  | 22 | 8 | 016102022L8 | 59.84 | 6.67 | 28.3
| 20 x 360 - 389 | 20 |  | 15 | 24 | 016102015L24 | 122.4 | 14.4 | 57.9
| 20 x 384 - 415 | 20 |  | 16 | 24 | 016102016L24 | 130.56 | 14.52 | 61.75
| 20 x 432 - 467 | 20 |  | 18 | 24 | 016102018L24 | 146.88 | 15.48 | 69.47
LINK FILTERS - SERIES 610
Panel
| Nominal Size | Height |  | Width | # of Panels | Part # | List Price | Link Wt | Net Price
| 20 x 480 - 518 | 20 |  | 20 | 24 | 016102020L24 | 132.8936 | 16.44 | 62.86
| 20 x 528 - 570 | 20 |  | 22 | 24 | 016102022L24 | 152.2656 | 20.04 | 72.02
| 20 x 576 - 622 | 20 |  | 24 | 24 | 016102024L24 | 152.2656 | 20.76 | 72.02
| 20 x 600 - 648 | 20 |  | 25 | 24 | 016102025L24 | 152.2656 | 21.12 | 72.02
| 24 x 30 - 32 | 24 |  | 15 | 2 | 016102415L2 | 12.24 | 1.5 | 5.79
| 24 x 32 - 34 | 24 |  | 16 | 2 | 016102416L2 | 13.056 | 1.52 | 6.18
| 24 x 35 - 38 | 24 |  | 18 | 2 | 016102418L2 | 12.6531 | 1.62 | 5.98
| 24 x 39 - 42 | 24 |  | 20 | 2 | 016102420L2 | 12.6531 | 1.73 | 5.98
| 24 x 43 - 46 | 24 |  | 22 | 2 | 016102422L2 | 13.9536 | 1.95 | 6.6
| 24 x 47 - 50 | 24 |  | 24 | 2 | 016102424L2 | 13.9536 | 2.02 | 6.6
| 24 x 50 - 52 | 24 |  | 25 | 2 | 016102425L2 | 20.4 | 2.14 | 9.65
| 24 x 53 - 58 | 24 |  | 18 | 3 | 016102418L3 | 18.9848 | 2.44 | 8.98
| 24 x 59 - 64 | 24 |  | 20 | 3 | 016102420L3 | 18.9848 | 2.59 | 8.98
| 24 x 65 - 70 | 24 |  | 22 | 3 | 016102422L3 | 20.9322 | 2.92 | 9.9
| 24 x 71 - 76 | 24 |  | 24 | 3 | 016102424L3 | 20.9322 | 3.03 | 9.9
| 24 x 75 - 79 | 24 |  | 25 | 3 | 016102425L3 | 21.8209 | 3.2 | 10.32
| 24 x 80 - 86 | 24 |  | 20 | 4 | 016102420L4 | 25.3165 | 3.46 | 11.97
| 24 x 87 - 94 | 24 |  | 22 | 4 | 016102422L4 | 27.9072 | 3.89 | 13.2
| 24 x 95 - 102 | 24 |  | 24 | 4 | 016102424L4 | 27.9072 | 4.04 | 13.2
| 24 x 100 - 106 | 24 |  | 25 | 4 | 016102425L4 | 40.8 | 4.27 | 19.3
| 24 x 100 - 108 | 24 |  | 20 | 5 | 016102420L5 | 40.8 | 4.32 | 19.3
| 24 x 109 - 118 | 24 |  | 22 | 5 | 016102422L5 | 34.9108 | 4.87 | 16.51
| 24 x 120 - 128 | 24 |  | 24 | 5 | 016102424L5 | 34.9108 | 5.05 | 16.51
| 24 x 125 - 133 | 24 |  | 25 | 5 | 016102425L5 | 51 | 5.34 | 24.12
| 24 x 131 - 142 | 24 |  | 22 | 6 | 016102422L6 | 41.8608 | 5.84 | 19.8
| 24 x 144 - 154 | 24 |  | 24 | 6 | 016102424L6 | 41.8608 | 6.06 | 19.8
| 24 x 150 - 160 | 24 |  | 25 | 6 | 016102425L6 | 61.2 | 6.41 | 28.95
| 24 x 160 - 174 | 24 |  | 20 | 8 | 016102420L8 | 65.28 | 6.91 | 30.88
| 24 x 168 - 180 | 24 |  | 24 | 7 | 016102424L7 | 48.8376 | 7.06 | 23.1
| 24 x 175 - 187 | 24 |  | 25 | 7 | 016102425L7 | 71.4 | 7.48 | 33.77
| 24 x 176 - 190 | 24 |  | 22 | 8 | 016102422L8 | 71.808 | 7.79 | 33.97
| 24 x 360 - 389 | 24 |  | 15 | 24 | 016102415L24 | 146.88 | 18.24 | 69.47
| 24 x 384 - 415 | 24 |  | 16 | 24 | 016102416L24 | 156.672 | 18.24 | 74.11
| 24 x 432 - 467 | 24 |  | 18 | 24 | 016102418L24 | 176.256 | 19.44 | 83.37
| 24 x 480 - 518 | 24 |  | 20 | 24 | 016102420L24 | 151.8784 | 20.76 | 71.84
| 24 x 528 - 570 | 24 |  | 22 | 24 | 016102422L24 | 215.424 | 23.4 | 101.9
| 24 x 576 - 622 | 24 |  | 24 | 24 | 016102424L24 | 167.4476 | 24.24 | 79.2
| 24 x 600 - 648 | 24 |  | 25 | 24 | 016102425L24 | 244.8 | 25.68 | 115.79
| 25 x 30 - 32 | 25 |  | 15 | 2 | 016102515L2 | 11.0728 | 1.55 | 5.24
| 25 x 32 - 34 | 25 |  | 16 | 2 | 016102516L2 | 11.0728 | 1.55 | 5.24
| 25 x 35 - 38 | 25 |  | 18 | 2 | 016102518L2 | 15.3 | 1.66 | 7.24
| 25 x 39 - 42 | 25 |  | 20 | 2 | 016102520L2 | 12.6531 | 1.76 | 5.98
| 25 x 44 - 46 | 25 |  | 22 | 2 | 016102522L2 | 14.5496 | 2 | 6.88
| 25 x 47 - 50 | 25 |  | 24 | 2 | 016102524L2 | 14.5496 | 2.14 | 6.88
| 25 x 50 - 52 | 25 |  | 25 | 2 | 016102525L2 | 14.5496 | 2.2 | 6.88
| 25 x 53 - 58 | 25 |  | 18 | 3 | 016102518L3 | 18.9848 | 2.48 | 8.98
| 25 x 59 - 64 | 25 |  | 20 | 3 | 016102520L3 | 18.9848 | 2.64 | 8.98
| 25 x 65 - 70 | 25 |  | 22 | 3 | 016102522L3 | 21.8193 | 3 | 10.32
| 25 x 71 - 76 | 25 |  | 24 | 3 | 016102524L3 | 21.8178 | 3.2 | 10.32
| 25 x 75 - 79 | 25 |  | 25 | 3 | 016102525L3 | 21.8193 | 3.2 | 10.32
| 25 x 80 - 86 | 25 |  | 20 | 4 | 016102520L4 | 25.3165 | 3.52 | 11.97
LINK FILTERS - SERIES 610
Panel
| Nominal Size | Height |  | Width | # of Panels | Part # | List Price | Link Wt | Net Price
| 25 x 87 - 94 | 25 |  | 22 | 4 | 016102522L4 | 37.4 | 3.99 | 17.69
| 25 x 95 - 102 | 25 |  | 24 | 4 | 016102524L4 | 29.0904 | 4.27 | 13.76
| 25 x 100 - 106 | 25 |  | 25 | 4 | 016102525L4 | 29.089 | 4.27 | 13.76
| 25 x 100 - 108 | 25 |  | 20 | 5 | 016102520L5 | 31.6379 | 4.41 | 14.96
| 25 x 109 - 118 | 25 |  | 22 | 5 | 016102522L5 | 36.3688 | 4.99 | 17.2
| 25 x 120 - 128 | 25 |  | 24 | 5 | 016102524L5 | 36.363 | 5.34 | 17.2
| 25 x 125 - 133 | 25 |  | 25 | 5 | 016102525L5 | 36.3688 | 5.34 | 17.2 |  |  |  | Back to Table of Contents
| 25 x 132 - 142 | 25 |  | 22 | 6 | 016102522L6 | 43.6487 | 5.99 | 20.65
| 25 x 144 - 154 | 25 |  | 24 | 6 | 016102524L6 | 43.6356 | 6.41 | 20.64
| 25 x 150 - 160 | 25 |  | 25 | 6 | 016102525L6 | 43.6487 | 6.41 | 20.65
| 25 x 160 - 174 | 25 |  | 20 | 8 | 016102520L8 | 50.6227 | 7.06 | 23.94
| 25 x 168 - 180 | 25 |  | 24 | 7 | 016102524L7 | 50.9082 | 7.48 | 24.08
| 25 x 175 - 187 | 25 |  | 25 | 7 | 016102525L7 | 74.375 | 7.48 | 35.18
| 25 x 176 - 190 | 25 |  | 22 | 8 | 016102522L8 | 74.8 | 7.99 | 35.38
| 25 x 360 - 389 | 25 |  | 15 | 24 | 016102515L24 | 153 | 18.6 | 72.37
| 25 x 384 - 415 | 25 |  | 16 | 24 | 016102516L24 | 163.2 | 18.6 | 77.19
| 25 x 432 - 467 | 25 |  | 18 | 24 | 016102518L24 | 183.6 | 19.92 | 86.84
| 25 x 480 - 518 | 25 |  | 20 | 24 | 016102520L24 | 151.8784 | 21.12 | 71.84
| 25 x 528 - 570 | 25 |  | 22 | 24 | 016102522L24 | 224.4 | 24 | 106.14
| 25 x 576 - 622 | 25 |  | 24 | 24 | 016102524L24 | 244.8 | 25.68 | 115.79
| 25 x 600 - 648 | 25 |  | 25 | 24 | 016102525L24 | 174.5643 | 26.4 | 82.57
Links Case Pack Quantities
| # of Linked Panels per Unit | Total Links Per case | # of Linked Units per Box |  |  | # of Linked Panels per Unit | Total Links Per case | # of Linked Units per Box
| 2 | 24 | 12 |  |  | 7 | 21 | 3
| 3 | 24 | 8 |  |  | 8 | 24 | 3
| 4 | 24 | 6 |  |  | 9 | 18 | 2
| 5 | 20 | 4 |  |  | 12 | 24 | 2
| 6 | 24 | 4 |  |  | 24 | 24 | 1
SERIES 610
MERV 7 - Light Duty - 2-Ply
Blue/White - Downstream Tack - Wire Frame
SERIES 610
MERV 7 - Light Duty - 2-Ply
Blue/White - Downstream Tack - Wire Frame
SERIES 610
MERV 7 - Light Duty - 2-Ply
Blue/White - Downstream Tack - Wire Frame

## SER 615 PNLs LNKs
Prices subject to change without notice
Phone: 800-537-5454 |  |  |  |  | Multiplier |  | finishing-inquiry@filtrationgroup.com
Fax: 262-657-2210 |  |  |  |  | 1 |  | finishingorders@filtrationgroup.com
PANEL FILTERS - SERIES 615
| Nominal Size | Part # |  |  | List Price | Case Qty | Shipping Wt. | Net Price |  |  | Back to Table of Contents
| 10x20 | 016151020 |  |  | 6.3242 | 24 | 23.03 | 6.32
| 12x12 | 016151212 |  |  | 4.5508 | 24 | 19.83 | 4.55
| 12x16 | 016151216 |  |  | 4.5066 | 24 | 22.42 | 4.51
| 12x20 | 016151220 |  |  | 4.5066 | 24 | 24.99 | 4.51
| 12x24 | 016151224 |  |  | 5.1184 | 24 | 31.46 | 5.12
| 12x25 | 016151225 |  |  | 8.3022 | 24 | 31.46 | 8.3
| 14x16 | 016151416 |  |  | 6.199 | 24 | 11.5 | 6.2
| 14x20 | 016151420 |  |  | 5.1184 | 24 | 13.48 | 5.12
| 14x25 | 016151425 |  |  | 6.036 | 24 | 17.92 | 6.04
| 14x30 | 016151430 |  |  | 8.422 | 24 | 16.5 | 8.42
| 15x20 | 016151520 |  |  | 5.1184 | 24 | 13.97 | 5.12
| 15x25 | 016151525 |  |  | 10.3777 | 24 | 18.6 | 10.38
| 15x30 | 016151530 |  |  | 12.4533 | 24 | 20.4 | 12.45
| 16x16 | 016151616 |  |  | 3.7867 | 24 | 13.04 | 3.79
| 16x18 | 016151618 |  |  | 4.4539 | 24 | 13.8 | 4.45
| 16x20 | 016151620 |  |  | 6.1384 | 24 | 14.47 | 6.14
| 16x22 | 016151622 |  |  | 5.4437 | 24 | 17.52 | 5.44
| 16x24 | 016151624 |  |  | 5.9385 | 24 | 18.24 | 5.94
| 16x25 | 016151625 |  |  | 5.9167 | 24 | 18.6 | 5.92
| 16x30 | 016151630 |  |  | 8.3403 | 24 | 21.8 | 8.34
| 18x20 | 016151820 |  |  | 6.036 | 24 | 15.46 | 6.04
| 18x22 | 016151822 |  |  | 6.1241 | 24 | 18.74 | 6.12
| 18x24 | 016151824 |  |  | 6.8517 | 24 | 19.5 | 6.85
| 18x25 | 016151825 |  |  | 8.2765 | 24 | 19.87 | 8.28
| 20x20 | 016152020 |  |  | 6.04 | 24 | 17.07 | 6.04
| 20x22 | 016152022 |  |  | 6.8517 | 24 | 20.01 | 6.85
| 20x24 | 016152024 |  |  | 6.8517 | 24 | 20.75 | 6.85
| 20x25 | 016152025 |  |  | 6.8517 | 24 | 21.15 | 6.85
| 20x30 | 016152030 |  |  | 9.2069 | 24 | 21.3 | 9.21
| 24x22 | 016152422 |  |  | 8.1655 | 24 | 23.4 | 8.17
| 24x24 | 016152424 |  |  | 7.6265 | 24 | 24.22 | 7.63
| 24x30 | 016152430 |  |  | 10.1826 | 24 | 26.2 | 10.18
| 25x22 | 016152522 |  |  | 8.5057 | 24 | 24 | 8.51
| 25x24 | 016152524 |  |  | 9.279 | 24 | 25.29 | 9.28
| 25x25 | 016152525 |  |  | 7.9834 | 24 | 25.29 | 7.98
SPECIAL SIZE PANEL FILTERS - SERIES 615
The internal wire frame used in standard panels are manufactured to the nominal size of the filter LESS 1/2".
Please specify if exact size is needed when ordering.
For example, the actual dimension of the wire frame for a 20x20, 2-ply panel, part #016152020
is 19 1/2 x 19 1/2; a 1/2" smaller than both nominal dimensions
PANEL SIZE
Minimum size - 6x6
Maximum size - 25x50
SPECIAL SIZE PANEL
The internal wire frame used in special size filters are manufactured to the nominal size of the filter LESS 1/2".
Please specify if exact size is needed when ordering.
Face Area
|  | (Square Inches) |  |  | List Price | Net Price
|  | 0- |  | 349 | 8.64 | 8.64
|  | 350- |  | 399 | 9.9 | 9.9
|  | 400- |  | 449 | 11.14 | 11.14
|  | 450- |  | 500 | 12.38 | 12.38
|  | 501- |  | 549 | 13.62 | 13.62
|  | 550- |  | 600 | 14.83 | 14.83
|  | 601- |  | 649 | 16.11 | 16.11
|  | 650- |  | 700 | 17.33 | 17.33
|  | 701- |  | 749 | 18.01 | 18.01
|  | 750- |  | 800 | 19.82 | 19.82
|  | 801- |  | 849 | 21.04 | 21.04
|  | 850- |  | 900 | 22.28 | 22.28
|  | 901- |  | 949 | 23.52 | 23.52
|  | 950- |  | 999 | 24.77 | 24.77
|  | 1000- |  | 1299 | 27.33 | 27.33
|  | 1300- |  | 1499 | 29.57 | 29.57
|  | 1500+ |  |  | Contact Factory
Special Minimum Order Quantity: Pricing based on a minimum of 24 panels per size.
When a special size panel has both dimensions greater than 25” or one dimension
longer than 48” a $5.00 oversized box charge will apply for every 24 panels of that size.
[18 empty] | Panel Special Configurator | [5 empty] | 0.125
[18 empty] | Height |  | Width | List Price | Net Price | Oversize Fee* | 0.25
[18 empty] | #REF! |  | #REF! | #VALUE! | #VALUE! | #REF! | 0.375
0.5
[18 empty] | Link Special Configurator | [5 empty] | 0.625
[19 empty] | Height |  | Width |  | Panel List Price | 0.75
[19 empty] | 0 |  | 0 |  | #VALUE! | 0.875
Contact Customer Care at 800-537-5454 for additional sizes and information.
Prices from Specials Configurator subject to override by listed part numbers and prices above
[9 empty] | Prices subject to change without notice | [6 empty] | Prices subject to change without notice
Multiplier
1
| LINK FILTERS - SERIES 615 | [8 empty] | SPECIAL SIZE LINK FILTERS - SERIES 615
Panel
| Nominal Size | Height |  | Width | # of Panels | Part # | List Price | Link Wt | Net Price
The internal wire frame used in standard links are manufactured to the nominal size of the filter LESS 1/2".
| 10 x 30 - 32 | 10 |  | 15 | 2 | 016151015L2 | 8.3022 | 0.85 | 8.3 | Please specify if exact size is needed when ordering.
| 10 x 32 - 34 | 10 |  | 16 | 2 | 016151016L2 | 8.8557 | 0.89 | 8.86 | [7 empty] | Back to Table of Contents
| 10 x 35 - 38 | 10 |  | 18 | 2 | 016151018L2 | 9.9626 | 0.94 | 9.96 | PANEL SIZE | Maximum panel size in link form - 25x25
| 10 x 39 - 42 | 10 |  | 20 | 2 | 016151020L2 | 11.0696 | 0.96 | 11.07
| 10 x 43 - 46 | 10 |  | 22 | 2 | 016151022L2 | 11.2373 | 1.17 | 11.24 | SPECIAL SIZE LINK FILTER
| 10 x 47 - 50 | 10 |  | 24 | 2 | 016151024L2 | 13.2835 | 1.21 | 13.28
| 10 x 50 - 52 | 10 |  | 25 | 2 | 016151025L2 | 13.837 | 1.25 | 13.84 | If links are to be constructed from standard size panels, take panel list price and multiply by number
| 10 x 53 - 58 | 10 |  | 18 | 3 | 016151018L3 | 14.9439 | 1.41 | 14.94 | of panels to make up link.
| 10 x 59 - 64 | 10 |  | 20 | 3 | 016151020L3 | 18.7884 | 1.59 | 18.79
| 10 x 65 - 70 | 10 |  | 22 | 3 | 016151022L3 | 18.2648 | 1.76 | 18.26 | If panels size is not in the standard listing, use Special Size instructions below.
| 10 x 71 - 76 | 10 |  | 24 | 3 | 016151024L3 | 19.9252 | 1.81 | 19.93
| 10 x 75 - 79 | 10 |  | 25 | 3 | 016151025L3 | 20.7554 | 1.87 | 20.76 | The internal wire frame used in special size links are manufactured to the nominal size of the filter LESS 1/2".
| 10 x 80 - 86 | 10 |  | 20 | 4 | 016151020L4 | 25.0471 | 2.11 | 25.05 | Please specify if exact size is needed when ordering.
| 10 x 87 - 94 | 10 |  | 22 | 4 | 016151022L4 | 24.353 | 2.34 | 24.35
| 10 x 95 - 102 | 10 |  | 24 | 4 | 016151024L4 | 26.567 | 2.41 | 26.57 |  | Face Area
| 10 x 100 - 106 | 10 |  | 25 | 4 | 016151025L4 | 27.6739 | 2.5 | 27.67 |  | (Square Inches) |  |  | List Price | Net Price
| 10 x 105 - 108 | 10 |  | 20 | 5 | 016151020L5 | 27.6739 | 2.64 | 27.67 |  | 0- |  | 349 | 8.64 | 8.64
| 10 x 109 - 118 | 10 |  | 22 | 5 | 016151022L5 | 30.4413 | 2.93 | 30.44 |  | 350- |  | 399 | 9.9 | 9.9
| 10 x 119 - 128 | 10 |  | 24 | 5 | 016151024L5 | 33.2087 | 3.02 | 33.21 |  | 400- |  | 449 | 11.14 | 11.14
| 10 x 125 - 133 | 10 |  | 25 | 5 | 016151025L5 | 34.5924 | 3.12 | 34.59 |  | 450- |  | 500 | 12.38 | 12.38
| 10 x 132 - 142 | 10 |  | 22 | 6 | 016151022L6 | 36.5296 | 3.52 | 36.53 |  | 501- |  | 549 | 13.62 | 13.62
| 10 x 143 - 154 | 10 |  | 24 | 6 | 016151024L6 | 39.8504 | 3.62 | 39.85 |  | 550- |  | 600 | 14.83 | 14.83
| 10 x 150 - 160 | 10 |  | 25 | 6 | 016151025L6 | 41.5109 | 3.74 | 41.51 |  | 601- |  | 649 | 16.11 | 16.11
| 10 x 160 - 174 | 10 |  | 20 | 8 | 016151020L8 | 44.2783 | 4.23 | 44.28 |  | 650- |  | 700 | 17.33 | 17.33
| 10 x 168 - 180 | 10 |  | 24 | 7 | 016151024L7 | 46.4922 | 4.24 | 46.49 |  | 701- |  | 749 | 18.01 | 18.01
| 10 x 175 - 187 | 10 |  | 25 | 7 | 016151025L7 | 48.4294 | 4.37 | 48.43 |  | 750- |  | 800 | 19.82 | 19.82
| 10 x 176 - 190 | 10 |  | 22 | 8 | 016151022L8 | 48.7061 | 4.69 | 48.71 |  | 801- |  | 849 | 21.04 | 21.04
| 10 x 360 - 389 | 10 |  | 15 | 24 | 016151015L24 | 99.6261 | 10.2 | 99.63 |  | 850- |  | 900 | 22.28 | 22.28
| 10 x 384 - 415 | 10 |  | 16 | 24 | 016151016L24 | 106.2679 | 10.68 | 106.27 |  | 901- |  | 949 | 23.52 | 23.52
| 10 x 432 - 467 | 10 |  | 18 | 24 | 016151018L24 | 119.5513 | 11.28 | 119.55 |  | 950- |  | 999 | 24.77 | 24.77
| 10 x 480 - 518 | 10 |  | 20 | 24 | 016151020L24 | 132.8348 | 11.51 | 132.83 |  | 1000- |  | 1299 | 27.33 | 27.33
| 10 x 528 - 570 | 10 |  | 22 | 24 | 016151022L24 | 146.1183 | 14.04 | 146.12 |  | 1300- |  | 1499 | 29.57 | 29.57
| 10 x 576 - 622 | 10 |  | 24 | 24 | 016151024L24 | 159.4018 | 14.52 | 159.4 |  | 1500+ |  |  | Contact Factory
| 10 x 600 - 648 | 10 |  | 25 | 24 | 016151025L24 | 166.0435 | 15 | 166.04
Special Minimum Order Quantity: Pricing based on a minimum of 12 panels linked per size.
| 12 x 30 - 32 | 12 |  | 15 | 2 | 016151215L2 | 9.8022 | 0.93 | 9.8
| 12 x 32 - 34 | 12 |  | 16 | 2 | 016151216L2 | 10.6268 | 0.93 | 10.63
| 12 x 35 - 38 | 12 |  | 18 | 2 | 016151218L2 | 11.9551 | 0.99 | 11.96
| 12 x 39 - 42 | 12 |  | 20 | 2 | 016151220L2 | 13.2835 | 1.04 | 13.28
| 12 x 43 - 46 | 12 |  | 22 | 2 | 016151222L2 | 14.6118 | 1.26 | 14.61
| 12 x 47 - 50 | 12 |  | 24 | 2 | 016151224L2 | 15.9402 | 1.31 | 15.94
| 12 x 50 - 52 | 12 |  | 25 | 2 | 016151225L2 | 11.1282 | 1.31 | 11.13
| 12 x 53 - 58 | 12 |  | 18 | 3 | 016151218L3 | 13.5096 | 1.48 | 13.51
LINK FILTERS - SERIES 615
Panel
| Nominal Size | Height |  | Width | # of Panels | Part # | List Price | Link Wt | Net Price
| 12 x 59 - 64 | 12 |  | 20 | 3 | 016151220L3 | 13.5096 | 1.56 | 13.51
| 12 x 65 - 70 | 12 |  | 22 | 3 | 016151222L3 | 15.3449 | 1.89 | 15.34
| 12 x 71 - 76 | 12 |  | 24 | 3 | 016151224L3 | 15.3449 | 1.97 | 15.34
| 12 x 75 - 79 | 12 |  | 25 | 3 | 016151225L3 | 24.9065 | 1.97 | 24.91
| 12 x 80 - 86 | 12 |  | 20 | 4 | 016151220L4 | 18.0264 | 2.08 | 18.03
| 12 x 87 - 94 | 12 |  | 22 | 4 | 016151222L4 | 33.252 | 2.51 | 33.25
| 12 x 95- 102 | 12 |  | 24 | 4 | 016151224L4 | 20.453 | 2.62 | 20.45
| 12 x 100 - 106 | 12 |  | 25 | 4 | 016151225L4 | 33.2087 | 2.62 | 33.21
| 12 x 105 - 108 | 12 |  | 20 | 5 | 016151220L5 | 33.2087 | 2.6 | 33.21
| 12 x 109 - 118 | 12 |  | 22 | 5 | 016151222L5 | 25.5816 | 3.14 | 25.58 | Minimum Order Quantity: Refer to Link Case Pack Quantity tables above for Minimum Order Quantities (# of Linked Units per Box).
| 12 x 119 - 128 | 12 |  | 24 | 5 | 016151224L5 | 39.8504 | 3.28 | 39.85
| 12 x 125 - 133 | 12 |  | 25 | 5 | 016151225L5 | 41.5109 | 3.28 | 41.51
| 12 x 132 - 142 | 12 |  | 22 | 6 | 016151222L6 | 43.8355 | 3.77 | 43.84
| 12 x 143 - 154 | 12 |  | 24 | 6 | 016151224L6 | 30.6897 | 3.93 | 30.69
| 12 x 150 - 160 | 12 |  | 25 | 6 | 016151225L6 | 49.8131 | 3.93 | 49.81
| 12 x 160 - 174 | 12 |  | 20 | 8 | 016151220L8 | 53.1339 | 4.17 | 53.13
| 12 x 168 - 180 | 12 |  | 24 | 7 | 016151224L7 | 55.7906 | 4.59 | 55.79
| 12 x 175 - 187 | 12 |  | 25 | 7 | 016151225L7 | 58.1152 | 4.59 | 58.12
| 12 x 176 - 190 | 12 |  | 22 | 8 | 016151222L8 | 58.4473 | 5.03 | 58.45
| 12 x 288 - 311 | 12 |  | 12 | 24 | 016151212L24 | 95.6411 | 9.92 | 95.64
| 12 x 360 - 389 | 12 |  | 15 | 24 | 016151215L24 | 119.5513 | 11.16 | 119.55
| 12 x 384 - 415 | 12 |  | 16 | 24 | 016151216L24 | 127.5214 | 11.16 | 127.52
| 12 x 432 - 467 | 12 |  | 18 | 24 | 016151218L24 | 143.4616 | 11.88 | 143.46
| 12 x 480 - 518 | 12 |  | 20 | 24 | 016151220L24 | 108.1379 | 12.48 | 108.14
| 12 x 528 - 570 | 12 |  | 22 | 24 | 016151222L24 | 175.342 | 15.12 | 175.34
| 12 x 576 - 622 | 12 |  | 24 | 24 | 016151224L24 | 122.7079 | 15.72 | 122.71
| 12 x 600 - 648 | 12 |  | 25 | 24 | 016151225L24 | 199.2522 | 15.72 | 199.25
| 14 x 30 - 32 | 14 |  | 15 | 2 | 016151415L2 | 11.623 | 0.89 | 11.62
| 14 x 32 - 34 | 14 |  | 16 | 2 | 016151416L2 | 12.3979 | 0.93 | 12.4
| 14 x 35 - 38 | 14 |  | 18 | 2 | 016151418L2 | 13.9477 | 1.07 | 13.95
| 14 x 39 - 42 | 14 |  | 20 | 2 | 016151420L2 | 15.4974 | 1.12 | 15.5
| 14 x 43 - 46 | 14 |  | 22 | 2 | 016151422L2 | 17.0471 | 1.21 | 17.05
| 14 x 47 - 50 | 14 |  | 24 | 2 | 016151424L2 | 12.1026 | 1.43 | 12.1
| 14 x 50 - 52 | 14 |  | 25 | 2 | 016151425L2 | 12.1026 | 1.49 | 12.1
| 14 x 53 - 58 | 14 |  | 18 | 3 | 016151418L3 | 20.9215 | 1.6 | 20.92
| 14 x 59 - 64 | 14 |  | 20 | 3 | 016151420L3 | 23.2461 | 1.69 | 23.25
| 14 x 65 - 70 | 14 |  | 22 | 3 | 016151422L3 | 18.1385 | 1.81 | 18.14
| 14 x 71 - 76 | 14 |  | 24 | 3 | 016151424L3 | 27.8953 | 2.15 | 27.9
| 14 x 75 - 79 | 14 |  | 25 | 3 | 016151425L3 | 18.1385 | 2.24 | 18.14
| 14 x 80 - 86 | 14 |  | 20 | 4 | 016151420L4 | 20.453 | 2.25 | 20.45
| 14 x 87 - 94 | 14 |  | 22 | 4 | 016151422L4 | 34.0943 | 2.42 | 34.09
| 14 x 95 - 102 | 14 |  | 24 | 4 | 016151424L4 | 37.1937 | 2.86 | 37.19
| 14 x 100 - 106 | 14 |  | 25 | 4 | 016151425L4 | 38.7435 | 2.99 | 38.74
| 14 x 100 - 108 | 14 |  | 20 | 5 | 016151420L5 | 38.7435 | 2.81 | 38.74
| 14 x 109 - 118 | 14 |  | 22 | 5 | 016151422L5 | 42.6178 | 3.02 | 42.62
| 14 x 119 - 128 | 14 |  | 24 | 5 | 016151424L5 | 46.4922 | 3.58 | 46.49
| 14 x 125 - 133 | 14 |  | 25 | 5 | 016151425L5 | 48.4294 | 3.73 | 48.43
| 14 x 132 - 142 | 14 |  | 22 | 6 | 016151422L6 | 51.1414 | 3.63 | 51.14
| 14 x 143 - 154 | 14 |  | 24 | 6 | 016151424L6 | 55.7906 | 4.3 | 55.79
| 14 x 150 - 160 | 14 |  | 25 | 6 | 016151425L6 | 58.1152 | 4.48 | 58.12
| 14 x 160 - 174 | 14 |  | 20 | 8 | 016151420L8 | 61.9896 | 4.49 | 61.99
| 14 x 168 - 180 | 14 |  | 24 | 7 | 016151424L7 | 65.0891 | 5.01 | 65.09
| 14 x 175 - 187 | 14 |  | 25 | 7 | 016151425L7 | 67.8011 | 5.23 | 67.8
| 14 x 176 - 190 | 14 |  | 22 | 8 | 016151422L8 | 68.1885 | 4.83 | 68.19
LINK FILTERS - SERIES 615
Panel
| Nominal Size | Height |  | Width | # of Panels | Part # | List Price | Link Wt | Net Price
| 14 x 360 - 389 | 14 |  | 15 | 24 | 016151415L24 | 139.4766 | 10.7 | 139.48
| 14 x 384 - 415 | 14 |  | 16 | 24 | 016151416L24 | 148.775 | 11.2 | 148.77
| 14 x 432 - 467 | 14 |  | 18 | 24 | 016151418L24 | 167.3719 | 12.84 | 167.37
| 14 x 480 - 518 | 14 |  | 20 | 24 | 016151420L24 | 185.9687 | 13.44 | 185.97
| 14 x 528 - 570 | 14 |  | 22 | 24 | 016151422L24 | 204.5656 | 14.5 | 204.57
| 14 x 576 - 622 | 14 |  | 24 | 24 | 016151424L24 | 223.1625 | 17.16 | 223.16
| 14 x 600 - 648 | 14 |  | 25 | 24 | 016151425L24 | 232.4609 | 17.88 | 232.46
| 16 x 30 - 32 | 16 |  | 15 | 2 | 016151615L2 | 12.2767 | 1.07 | 12.28
| 16 x 32 - 34 | 16 |  | 16 | 2 | 016151616L2 | 8.8913 | 1.09 | 8.89
| 16 x 35 - 38 | 16 |  | 18 | 2 | 016151618L2 | 49.1068 | 1.15 | 49.11
| 16 x 39 - 42 | 16 |  | 20 | 2 | 016151620L2 | 12.2767 | 1.21 | 12.28
| 16 x 43 - 46 | 16 |  | 22 | 2 | 016151622L2 | 12.1026 | 1.46 | 12.1
| 16 x 47 - 50 | 16 |  | 24 | 2 | 016151624L2 | 12.1026 | 1.52 | 12.1
| 16 x 50 - 52 | 16 |  | 25 | 2 | 016151625L2 | 12.1026 | 1.55 | 12.1
| 16 x 53 - 58 | 16 |  | 18 | 3 | 016151618L3 | 18.4151 | 1.72 | 18.42
| 16 x 59 - 64 | 16 |  | 20 | 3 | 016151620L3 | 18.4151 | 1.81 | 18.42
| 16 x 65 - 70 | 16 |  | 22 | 3 | 016151622L3 | 18.1385 | 2.19 | 18.14
| 16 x 71 - 76 | 16 |  | 24 | 3 | 016151624L3 | 18.1385 | 2.28 | 18.14
| 16 x 75 - 79 | 16 |  | 25 | 3 | 016151625L3 | 18.1385 | 2.33 | 18.14
| 16 x 80 - 86 | 16 |  | 20 | 4 | 016151620L4 | 24.5534 | 2.41 | 24.55
| 16 x 87 - 94 | 16 |  | 22 | 4 | 016151622L4 | 24.1745 | 2.92 | 24.17
| 16 x 95 - 102 | 16 |  | 24 | 4 | 016151624L4 | 24.1745 | 3.04 | 24.17
| 16 x 100 - 106 | 16 |  | 25 | 4 | 016151625L4 | 24.1745 | 3.1 | 24.17
| 16 x 100 - 108 | 16 |  | 20 | 5 | 016151620L5 | 27.7853 | 3.01 | 27.79
| 16 x 109 - 118 | 16 |  | 22 | 5 | 016151622L5 | 30.2207 | 3.65 | 30.22
| 16 x 119 - 128 | 16 |  | 24 | 5 | 016151624L5 | 30.2207 | 3.8 | 30.22
| 16 x 125 - 133 | 16 |  | 25 | 5 | 016151625L5 | 34.7316 | 3.88 | 34.73
| 16 x 132 - 142 | 16 |  | 22 | 6 | 016151622L6 | 36.6766 | 4.38 | 36.68
| 16 x 143 - 154 | 16 |  | 24 | 6 | 016151624L6 | 40.0108 | 4.56 | 40.01
| 16 x 150 - 160 | 16 |  | 25 | 6 | 016151625L6 | 41.6779 | 4.65 | 41.68
| 16 x 160 - 174 | 16 |  | 20 | 8 | 016151620L8 | 44.4564 | 4.82 | 44.46
| 16 x 168 - 180 | 16 |  | 24 | 7 | 016151624L7 | 46.6793 | 5.32 | 46.68
| 16 x 175 - 187 | 16 |  | 25 | 7 | 016151625L7 | 48.6242 | 5.43 | 48.62
| 16 x 176 - 190 | 16 |  | 22 | 8 | 016151622L8 | 48.9021 | 5.84 | 48.9
| 16 x 360 - 389 | 16 |  | 15 | 24 | 016151615L24 | 100.027 | 12 | 100.03
| 16 x 384 - 415 | 16 |  | 16 | 24 | 016151616L24 | 30.6918 | 13.08 | 30.69
| 16 x 432 - 467 | 16 |  | 18 | 24 | 016151618L24 | 120.0324 | 13.8 | 120.03
| 16 x 480 - 518 | 16 |  | 20 | 24 | 016151620L24 | 147.3204 | 14.52 | 147.32
| 16 x 528 - 570 | 16 |  | 22 | 24 | 016151622L24 | 146.7062 | 17.52 | 146.71
| 16 x 576 - 622 | 16 |  | 24 | 24 | 016151624L24 | 145.0879 | 18.24 | 145.09
| 16 x 600 - 648 | 16 |  | 25 | 24 | 016151625L24 | 61.4448 | 18.6 | 61.44
| 18 x 30 - 32 | 18 |  | 15 | 2 | 016151815L2 | 9.3775 | 1.15 | 9.38
| 18 x 32 - 34 | 18 |  | 16 | 2 | 016151816L2 | 10.0027 | 1.15 | 10
| 18 x 35 - 38 | 18 |  | 18 | 2 | 016151818L2 | 11.253 | 1.23 | 11.25
| 18 x 39 - 42 | 18 |  | 20 | 2 | 016151820L2 | 12.5034 | 1.29 | 12.5
| 18 x 43 - 46 | 18 |  | 22 | 2 | 016151822L2 | 13.7537 | 1.56 | 13.75
| 18 x 47 - 50 | 18 |  | 24 | 2 | 016151824L2 | 15.004 | 1.62 | 15
| 18 x 50 - 52 | 18 |  | 25 | 2 | 016151825L2 | 15.6292 | 1.66 | 15.63
| 18 x 53 - 58 | 18 |  | 18 | 3 | 016151818L3 | 16.8796 | 1.84 | 16.88
| 18 x 59 - 64 | 18 |  | 20 | 3 | 016151820L3 | 18.7551 | 1.93 | 18.76
| 18 x 65 - 70 | 18 |  | 22 | 3 | 016151822L3 | 20.6306 | 2.34 | 20.63
| 18 x 71 - 76 | 18 |  | 24 | 3 | 016151824L3 | 22.5061 | 2.44 | 22.51
| 18 x 75 - 79 | 18 |  | 25 | 3 | 016151825L3 | 23.4438 | 2.48 | 23.44
LINK FILTERS - SERIES 615
Panel
| Nominal Size | Height |  | Width | # of Panels | Part # | List Price | Link Wt | Net Price
| 18 x 80 - 86 | 18 |  | 20 | 4 | 016151820L4 | 25.0067 | 2.58 | 25.01
| 18 x 87 - 94 | 18 |  | 22 | 4 | 016151822L4 | 27.5074 | 3.12 | 27.51
| 18 x 95 - 102 | 18 |  | 24 | 4 | 016151824L4 | 30.0081 | 3.25 | 30.01
| 18 x 100 - 106 | 18 |  | 25 | 4 | 016151825L4 | 31.2584 | 3.31 | 31.26
| 18 x 100 - 108 | 18 |  | 20 | 5 | 016151820L5 | 31.2584 | 3.22 | 31.26
| 18 x 109 - 118 | 18 |  | 22 | 5 | 016151822L5 | 34.3843 | 3.9 | 34.38
| 18 x 119 - 128 | 18 |  | 24 | 5 | 016151824L5 | 37.5101 | 4.06 | 37.51
| 18 x 125 - 133 | 18 |  | 25 | 5 | 016151825L5 | 39.073 | 4.14 | 39.07
| 18 x 132 - 142 | 18 |  | 22 | 6 | 016151822L6 | 41.2611 | 4.69 | 41.26
| 18 x 143 - 154 | 18 |  | 24 | 6 | 016151824L6 | 45.0121 | 4.87 | 45.01
| 18 x 150 - 160 | 18 |  | 25 | 6 | 016151825L6 | 46.8876 | 4.97 | 46.89
| 18 x 160 - 174 | 18 |  | 20 | 8 | 016151820L8 | 50.0135 | 5.15 | 50.01
| 18 x 168 - 180 | 18 |  | 24 | 7 | 016151824L7 | 52.5142 | 5.69 | 52.51
| 18 x 175 - 187 | 18 |  | 25 | 7 | 016151825L7 | 54.7022 | 5.8 | 54.7
| 18 x 176 - 190 | 18 |  | 22 | 8 | 016151822L8 | 55.0148 | 6.25 | 55.01
| 18 x 360 - 389 | 18 |  | 15 | 24 | 016151815L24 | 112.5303 | 13.8 | 112.53
| 18 x 384 - 415 | 18 |  | 16 | 24 | 016151816L24 | 120.0324 | 13.8 | 120.03
| 18 x 432 - 467 | 18 |  | 18 | 24 | 016151818L24 | 135.0364 | 14.76 | 135.04
| 18 x 480 - 518 | 18 |  | 20 | 24 | 016151820L24 | 150.0405 | 15.48 | 150.04
| 18 x 528 - 570 | 18 |  | 22 | 24 | 016151822L24 | 165.0445 | 18.72 | 165.04
| 18 x 576 - 622 | 18 |  | 24 | 24 | 016151824L24 | 164.424 | 19.44 | 164.42
| 18 x 600 - 648 | 18 |  | 25 | 24 | 016151825L24 | 187.5506 | 19.92 | 187.55
| 20 x 30 - 32 | 20 |  | 15 | 2 | 016152015L2 | 10.2367 | 1.2 | 10.24
| 20 x 32 - 34 | 20 |  | 16 | 2 | 016152016L2 | 10.2367 | 1.21 | 10.24
| 20 x 35 - 38 | 20 |  | 18 | 2 | 016152018L2 | 12.1026 | 1.29 | 12.1
| 20 x 39 - 42 | 20 |  | 20 | 2 | 016152020L2 | 12.1026 | 1.37 | 12.1
| 20 x 43 - 46 | 20 |  | 22 | 2 | 016152022L2 | 13.7237 | 1.67 | 13.72
| 20 x 47 - 50 | 20 |  | 24 | 2 | 016152024L2 | 13.7237 | 1.73 | 13.72
| 20 x 50 - 52 | 20 |  | 25 | 2 | 016152025L2 | 13.7237 | 1.76 | 13.72
| 20 x 53 - 58 | 20 |  | 18 | 3 | 016152018L3 | 18.1385 | 1.93 | 18.14
| 20 x 59 - 64 | 20 |  | 20 | 3 | 016152020L3 | 18.1385 | 2.06 | 18.14
| 20 x 65 - 70 | 20 |  | 22 | 3 | 016152022L3 | 20.553 | 2.5 | 20.55
| 20 x 71 - 76 | 20 |  | 24 | 3 | 016152024L3 | 20.5346 | 2.59 | 20.53
| 20 x 75 - 79 | 20 |  | 25 | 3 | 016152025L3 | 20.5346 | 2.64 | 20.53
| 20 x 80 - 86 | 20 |  | 20 | 4 | 016152020L4 | 24.1808 | 2.74 | 24.18
| 20 x 87 - 94 | 20 |  | 22 | 4 | 016152022L4 | 27.3964 | 3.34 | 27.4
| 20 x 95 - 102 | 20 |  | 24 | 4 | 016152024L4 | 27.3964 | 3.46 | 27.4
| 20 x 100 - 106 | 20 |  | 25 | 4 | 016152025L4 | 27.3964 | 3.52 | 27.4
| 20 x 100 - 108 | 20 |  | 20 | 5 | 016152020L5 | 34.7316 | 3.43 | 34.73
| 20 x 109 - 118 | 20 |  | 22 | 5 | 016152022L5 | 34.2583 | 4.17 | 34.26
| 20 x 119 - 128 | 20 |  | 24 | 5 | 016152024L5 | 38.1582 | 4.32 | 38.16
| 20 x 125 - 133 | 20 |  | 25 | 5 | 016152025L5 | 43.4145 | 4.41 | 43.41
| 20 x 132 - 142 | 20 |  | 22 | 6 | 016152022L6 | 41.1099 | 5 | 41.11
| 20 x 143 - 154 | 20 |  | 24 | 6 | 016152024L6 | 41.1099 | 5.19 | 41.11
| 20 x 150 - 160 | 20 |  | 25 | 6 | 016152025L6 | 52.0974 | 5.29 | 52.1
| 20 x 160 - 174 | 20 |  | 20 | 8 | 016152020L8 | 55.5705 | 5.48 | 55.57
| 20 x 168 - 180 | 20 |  | 24 | 7 | 016152024L7 | 58.3491 | 6.05 | 58.35
| 20 x 175 - 187 | 20 |  | 25 | 7 | 016152025L7 | 47.9514 | 6.17 | 47.95
| 20 x 176 - 190 | 20 |  | 22 | 8 | 016152022L8 | 61.1276 | 6.67 | 61.13
| 20 x 360 - 389 | 20 |  | 15 | 24 | 016152015L24 | 125.0337 | 14.4 | 125.03
| 20 x 384 - 415 | 20 |  | 16 | 24 | 016152016L24 | 133.3693 | 14.52 | 133.37
| 20 x 432 - 467 | 20 |  | 18 | 24 | 016152018L24 | 145.2276 | 15.48 | 145.23
LINK FILTERS - SERIES 615
Panel
| Nominal Size | Height |  | Width | # of Panels | Part # | List Price | Link Wt | Net Price
| 20 x 480 - 518 | 20 |  | 20 | 24 | 016152020L24 | 61.4448 | 16.44 | 61.44
| 20 x 528 - 570 | 20 |  | 22 | 24 | 016152022L24 | 183.3828 | 20.04 | 183.38
| 20 x 576 - 622 | 20 |  | 24 | 24 | 016152024L24 | 164.4194 | 20.76 | 164.42
| 20 x 600 - 648 | 20 |  | 25 | 24 | 016152025L24 | 183.1614 | 21.12 | 183.16
| 24 x 30 - 32 | 24 |  | 15 | 2 | 016152415L2 | 12.5034 | 1.5 | 12.5
| 24 x 32 - 34 | 24 |  | 16 | 2 | 016152416L2 | 12.1026 | 1.52 | 12.1
| 24 x 35 - 38 | 24 |  | 18 | 2 | 016152418L2 | 13.7237 | 1.62 | 13.72
| 24 x 39 - 42 | 24 |  | 20 | 2 | 016152420L2 | 13.7237 | 1.73 | 13.72
| 24 x 43 - 46 | 24 |  | 22 | 2 | 016152422L2 | 15.2633 | 1.95 | 15.26
| 24 x 47 - 50 | 24 |  | 24 | 2 | 016152424L2 | 15.2633 | 2.02 | 15.26
| 24 x 50 - 52 | 24 |  | 25 | 2 | 016152425L2 | 20.839 | 2.14 | 20.84
| 24 x 53 - 58 | 24 |  | 18 | 3 | 016152418L3 | 22.5061 | 2.44 | 22.51
| 24 x 59 - 64 | 24 |  | 20 | 3 | 016152420L3 | 20.5346 | 2.59 | 20.53
| 24 x 65 - 70 | 24 |  | 22 | 3 | 016152422L3 | 22.8898 | 2.92 | 22.89
| 24 x 71 - 76 | 24 |  | 24 | 3 | 016152424L3 | 22.8898 | 3.03 | 22.89
| 24 x 75 - 79 | 24 |  | 25 | 3 | 016152425L3 | 24.888 | 3.2 | 24.89
| 24 x 80 - 86 | 24 |  | 20 | 4 | 016152420L4 | 27.3964 | 3.46 | 27.4
| 24 x 87 - 94 | 24 |  | 22 | 4 | 016152422L4 | 30.5062 | 3.89 | 30.51
| 24 x 95 - 102 | 24 |  | 24 | 4 | 016152424L4 | 30.5062 | 4.04 | 30.51
| 24 x 100 - 106 | 24 |  | 25 | 4 | 016152425L4 | 30.5062 | 4.27 | 30.51
| 24 x 100 - 108 | 24 |  | 20 | 5 | 016152420L5 | 34.2583 | 4.32 | 34.26
| 24 x 109 - 118 | 24 |  | 22 | 5 | 016152422L5 | 38.1327 | 4.87 | 38.13
| 24 x 120 - 128 | 24 |  | 24 | 5 | 016152424L5 | 38.1327 | 5.05 | 38.13
| 24 x 125 - 133 | 24 |  | 25 | 5 | 016152425L5 | 52.0974 | 5.34 | 52.1
| 24 x 131 - 142 | 24 |  | 22 | 6 | 016152422L6 | 45.7593 | 5.84 | 45.76
| 24 x 144 - 154 | 24 |  | 24 | 6 | 016152424L6 | 45.7593 | 6.06 | 45.76
| 24 x 150 - 160 | 24 |  | 25 | 6 | 016152425L6 | 62.5169 | 6.41 | 62.52
| 24 x 160 - 174 | 24 |  | 20 | 8 | 016152420L8 | 58.8546 | 6.91 | 58.85
| 24 x 168 - 180 | 24 |  | 24 | 7 | 016152424L7 | 70.0189 | 7.06 | 70.02
| 24 x 175 - 187 | 24 |  | 25 | 7 | 016152425L7 | 72.9363 | 7.48 | 72.94
| 24 x 176 - 190 | 24 |  | 22 | 8 | 016152422L8 | 73.3531 | 7.79 | 73.35
| 24 x 360 - 389 | 24 |  | 15 | 24 | 016152415L24 | 150.0405 | 18.24 | 150.04
| 24 x 384 - 415 | 24 |  | 16 | 24 | 016152416L24 | 160.0431 | 18.24 | 160.04
| 24 x 432 - 467 | 24 |  | 18 | 24 | 016152418L24 | 164.4194 | 19.44 | 164.42
| 24 x 480 - 518 | 24 |  | 20 | 24 | 016152420L24 | 164.4194 | 20.76 | 164.42
| 24 x 528 - 570 | 24 |  | 22 | 24 | 016152422L24 | 183.1594 | 23.4 | 183.16
| 24 x 576 - 622 | 24 |  | 24 | 24 | 016152424L24 | 183.0575 | 24.24 | 183.06
| 24 x 600 - 648 | 24 |  | 25 | 24 | 016152425L24 | 250.0674 | 25.68 | 250.07
| 25 x 30 - 32 | 25 |  | 15 | 2 | 016152515L2 | 13.0243 | 1.55 | 13.02
| 25 x 32 - 34 | 25 |  | 16 | 2 | 016152516L2 | 14.6588 | 1.55 | 14.66
| 25 x 35 - 38 | 25 |  | 18 | 2 | 016152518L2 | 15.6292 | 1.66 | 15.63
| 25 x 39 - 42 | 25 |  | 20 | 2 | 016152520L2 | 13.7237 | 1.76 | 13.72
| 25 x 44 - 46 | 25 |  | 22 | 2 | 016152522L2 | 15.9566 | 2 | 15.96
| 25 x 47 - 50 | 25 |  | 24 | 2 | 016152524L2 | 15.9566 | 2.14 | 15.96
| 25 x 50 - 52 | 25 |  | 25 | 2 | 016152525L2 | 15.9566 | 2.2 | 15.96
| 25 x 53 - 58 | 25 |  | 18 | 3 | 016152518L3 | 20.5346 | 2.48 | 20.53
| 25 x 59 - 64 | 25 |  | 20 | 3 | 016152520L3 | 20.5346 | 2.64 | 20.53
| 25 x 65 - 70 | 25 |  | 22 | 3 | 016152522L3 | 23.94 | 3 | 23.94
| 25 x 71 - 76 | 25 |  | 24 | 3 | 016152524L3 | 23.94 | 3.2 | 23.94
| 25 x 75 - 79 | 25 |  | 25 | 3 | 016152525L3 | 23.94 | 3.2 | 23.94
| 25 x 80 - 86 | 25 |  | 20 | 4 | 016152520L4 | 27.3964 | 3.52 | 27.4
LINK FILTERS - SERIES 615
Panel
| Nominal Size | Height |  | Width | # of Panels | Part # | List Price | Link Wt | Net Price
| 25 x 87 - 94 | 25 |  | 22 | 4 | 016152522L4 | 31.9234 | 3.99 | 31.92
| 25 x 95 - 102 | 25 |  | 24 | 4 | 016152524L4 | 31.9234 | 4.27 | 31.92
| 25 x 100 - 106 | 25 |  | 25 | 4 | 016152525L4 | 31.9234 | 4.27 | 31.92
| 25 x 100 - 108 | 25 |  | 20 | 5 | 016152520L5 | 34.2583 | 4.41 | 34.26
| 25 x 109 - 118 | 25 |  | 22 | 5 | 016152522L5 | 39.9068 | 4.99 | 39.91
| 25 x 120 - 128 | 25 |  | 24 | 5 | 016152524L5 | 39.9068 | 5.34 | 39.91
| 25 x 125 - 133 | 25 |  | 25 | 5 | 016152525L5 | 39.9068 | 5.34 | 39.91 |  |  | Back to Table of Contents
| 25 x 132 - 142 | 25 |  | 22 | 6 | 016152522L6 | 47.8902 | 5.99 | 47.89
| 25 x 144 - 154 | 25 |  | 24 | 6 | 016152524L6 | 47.8902 | 6.41 | 47.89
| 25 x 150 - 160 | 25 |  | 25 | 6 | 016152525L6 | 47.8902 | 6.41 | 47.89
| 25 x 160 - 174 | 25 |  | 20 | 8 | 016152520L8 | 54.8235 | 7.06 | 54.82
| 25 x 168 - 180 | 25 |  | 24 | 7 | 016152524L7 | 72.9363 | 7.48 | 72.94
| 25 x 175 - 187 | 25 |  | 25 | 7 | 016152525L7 | 55.8532 | 7.48 | 55.85
| 25 x 176 - 190 | 25 |  | 22 | 8 | 016152522L8 | 76.4095 | 7.99 | 76.41
| 25 x 360 - 389 | 25 |  | 15 | 24 | 016152515L24 | 156.2921 | 18.6 | 156.29
| 25 x 384 - 415 | 25 |  | 16 | 24 | 016152516L24 | 145.0879 | 18.6 | 145.09
| 25 x 432 - 467 | 25 |  | 18 | 24 | 016152518L24 | 164.4194 | 19.92 | 164.42
| 25 x 480 - 518 | 25 |  | 20 | 24 | 016152520L24 | 164.4194 | 21.12 | 164.42
| 25 x 528 - 570 | 25 |  | 22 | 24 | 016152522L24 | 229.2285 | 24 | 229.23
| 25 x 576 - 622 | 25 |  | 24 | 24 | 016152524L24 | 250.0674 | 25.68 | 250.07
| 25 x 600 - 648 | 25 |  | 25 | 24 | 016152525L24 | 191.5202 | 26.4 | 191.52
Links Case Pack Quantities
| # of Linked Panels per Unit | Total Links Per case | # of Linked Units per Box |  |  | # of Linked Panels per Unit | Total Links Per case | # of Linked Units per Box
| 2 | 24 | 12 |  |  | 7 | 21 | 3
| 3 | 24 | 8 |  |  | 8 | 24 | 3
| 4 | 24 | 6 |  |  | 9 | 18 | 2
| 5 | 20 | 4 |  |  | 12 | 24 | 2
| 6 | 24 | 4 |  |  | 24 | 24 | 1
SERIES 615
MERV 7 - Medium Duty - 2-Ply
Blue/White - Internal Tack - Wire Frame
SERIES 615
MERV 7 - Medium Duty - 2-Ply
Blue/White - Internal Tack - Wire Frame
SERIES 615
MERV 7 - Medium Duty - 2-Ply
Blue/White - Internal Tack - Wire Frame

## SER 635 PNLs LNKs
Prices subject to change without notice
Phone: 800-537-5454 |  |  |  |  | Multiplier |  | finishing-inquiry@filtrationgroup.com
Fax: 262-657-2210 |  |  |  |  | 1 |  | finishingorders@filtrationgroup.com
PANEL FILTERS - SERIES 635
| Nominal Size | Part # |  |  | List Price | Case Qty | Shipping Wt. | Net Price |  |  |  | Back to Table of Contents
| 10x20 | 016351020 |  |  | 4.8802 | 24 | 23.03 | 4.88
| 12x12 | 016351212 |  |  | 4.8329 | 24 | 19.83 | 4.83
| 12x16 | 016351216 |  |  | 4.8329 | 24 | 22.42 | 4.83
| 12x20 | 016351220 |  |  | 6.58 | 24 | 24.99 | 6.58
| 12x24 | 016351224 |  |  | 5.2509 | 24 | 31.46 | 5.25
| 12x25 | 016351225 |  |  | 8.225 | 24 | 31.46 | 8.23
| 14x16 | 016351416 |  |  | 5.2509 | 24 | 11.5 | 5.25
| 14x20 | 016351420 |  |  | 5.2509 | 24 | 13.48 | 5.25
| 14x25 | 016351425 |  |  | 6.1685 | 24 | 17.92 | 6.17
| 14x30 | 016351430 |  |  | 8.9622 | 24 | 16.5 | 8.96
| 15x20 | 016351520 |  |  | 5.2509 | 24 | 13.97 | 5.25
| 15x25 | 016351525 |  |  | 10.2812 | 24 | 18.6 | 10.28
| 15x30 | 016351530 |  |  | 12.3375 | 24 | 20.4 | 12.34
| 16x16 | 016351616 |  |  | 5.2509 | 24 | 13.04 | 5.25
| 16x18 | 016351618 |  |  | 5.2509 | 24 | 13.8 | 5.25
| 16x20 | 016351620 |  |  | 5.2509 | 24 | 14.47 | 5.25
| 16x22 | 016351622 |  |  | 6.1685 | 24 | 17.52 | 6.17
| 16x24 | 016351624 |  |  | 6.1685 | 24 | 18.24 | 6.17
| 16x25 | 016351625 |  |  | 6.1685 | 24 | 18.6 | 6.17
| 16x30 | 016351630 |  |  | 8.9622 | 24 | 21.8 | 8.96
| 18x20 | 016351820 |  |  | 6.1685 | 24 | 15.46 | 6.17
| 18x22 | 016351822 |  |  | 7.0148 | 24 | 18.74 | 7.01
| 18x24 | 016351824 |  |  | 7.0148 | 24 | 19.5 | 7.01
| 18x25 | 016351825 |  |  | 7.0148 | 24 | 19.87 | 7.01
| 20x20 | 016352020 |  |  | 6.1685 | 24 | 17.07 | 6.17
| 20x22 | 016352022 |  |  | 7.1625 | 24 | 20.01 | 7.16
| 20x24 | 016352024 |  |  | 7.0148 | 24 | 20.75 | 7.01
| 20x25 | 016352025 |  |  | 7.0148 | 24 | 21.15 | 7.01
| 20x30 | 016352030 |  |  | 9.9512 | 24 | 21.3 | 9.95
| 24x22 | 016352422 |  |  | 8.595 | 24 | 23.4 | 8.6
| 24x24 | 016352424 |  |  | 7.7999 | 24 | 24.22 | 7.8
| 24x30 | 016352430 |  |  | 10.9912 | 24 | 26.2 | 10.99
| 25x22 | 016352522 |  |  | 8.9531 | 24 | 24 | 8.95
| 25x24 | 016352524 |  |  | 9.7671 | 24 | 25.29 | 9.77
| 25x25 | 016352525 |  |  | 8.7787 | 24 | 25.29 | 8.78
SPECIAL SIZE PANEL FILTERS - SERIES 635
The internal wire frame used in standard panels are manufactured to the nominal size of the filter LESS 1/2".
Please specify if exact size is needed when ordering.
For example, the actual dimension of the wire frame for a 20x20, 2-ply panel, part #016352020
is 19 1/2 x 19 1/2; a 1/2" smaller than both nominal dimensions
PANEL SIZE
Minimum size - 6x6
Maximum size - 25x50
SPECIAL SIZE PANEL
The internal wire frame used in special size filters are manufactured to the nominal size of the filter LESS 1/2".
Please specify if exact size is needed when ordering.
Face Area
|  | (Square Inches) |  |  | List Price | Net Price
|  | 0- |  | 349 | 8.81 | 8.81
|  | 350- |  | 399 | 10.09 | 10.09
|  | 400- |  | 449 | 11.35 | 11.35
|  | 450- |  | 500 | 12.64 | 12.64
|  | 501- |  | 549 | 13.89 | 13.89
|  | 550- |  | 600 | 15.14 | 15.14
|  | 601- |  | 649 | 16.42 | 16.42
|  | 650- |  | 700 | 17.69 | 17.69
|  | 701- |  | 749 | 18.37 | 18.37
|  | 750- |  | 800 | 20.24 | 20.24
|  | 801- |  | 849 | 21.45 | 21.45
|  | 850- |  | 900 | 22.75 | 22.75
|  | 901- |  | 949 | 24 | 24
|  | 950- |  | 999 | 25.27 | 25.27
|  | 1000- |  | 1299 | 27.88 | 27.88
|  | 1300- |  | 1499 | 30.17 | 30.17
|  | 1500+ |  |  | Contact Factory
Special Minimum Order Quantity: Pricing based on a minimum of 24 panels per size.
When a special size panel has both dimensions greater than 25” or one dimension
longer than 48” a $5.00 oversized box charge will apply for every 24 panels of that size.
[19 empty] | Panel Special Configurator | [5 empty] | 0.125
[19 empty] | Height |  | Width | List Price | Net Price | Oversize Fee* | 0.25
[19 empty] | #REF! |  | #REF! | #VALUE! | #VALUE! | #REF! | 0.375
0.5
[19 empty] | Link Special Configurator | [5 empty] | 0.625
[20 empty] | Height |  | Width |  | Panel List Price | 0.75
[20 empty] | 0 |  | 0 |  | #VALUE! | 0.875
Contact Customer Care at 800-537-5454 for additional sizes and information.
[9 empty] | Prices subject to change without notice | [7 empty] | Prices subject to change without notice
Phone: 800-537-5454 |  |  |  |  | Multiplier |  | hvac.filtrationgroup.com |  |  | Phone: 800-537-5454
Fax: 262-657-2210 |  |  |  |  | 1 |  | cc-orders@filtrationgroup.com |  |  | Fax: 262-657-2210
| LINK FILTERS - SERIES 635 | [9 empty] | SPECIAL SIZE LINK FILTERS - SERIES 635
Panel
| Nominal Size | Height |  | Width | # of Panels | Part # | List Price | Link Wt | Net Price
The internal wire frame used in standard links are manufactured to the nominal size of the filter LESS 1/2".
| 10 x 30 - 32 | 10 |  | 15 | 2 | 016351015L2 | 9.6657 | 0.85 | 9.67 |  | Please specify if exact size is needed when ordering.
| 10 x 32 - 34 | 10 |  | 16 | 2 | 016351016L2 | 9.6657 | 0.89 | 9.67 | [8 empty] | Back to Table of Contents
| 10 x 35 - 38 | 10 |  | 18 | 2 | 016351018L2 | 10.08 | 0.94 | 10.08 |  | PANEL SIZE | Maximum panel size in link form - 25x25
| 10 x 39 - 42 | 10 |  | 20 | 2 | 016351020L2 | 11.2 | 0.96 | 11.2
| 10 x 43 - 46 | 10 |  | 22 | 2 | 016351022L2 | 12.32 | 1.17 | 12.32 |  | SPECIAL SIZE LINK FILTER
| 10 x 47 - 50 | 10 |  | 24 | 2 | 016351024L2 | 16.8606 | 1.21 | 16.86
| 10 x 50 - 52 | 10 |  | 25 | 2 | 016351025L2 | 14 | 1.25 | 14 |  | If links are to be constructed from standard size panels, take panel list price and multiply by number
| 10 x 53 - 58 | 10 |  | 18 | 3 | 016351018L3 | 15.12 | 1.41 | 15.12 |  | of panels to make up link.
| 10 x 59 - 64 | 10 |  | 20 | 3 | 016351020L3 | 16.8 | 1.59 | 16.8
| 10 x 65 - 70 | 10 |  | 22 | 3 | 016351022L3 | 15.7731 | 1.76 | 15.77 |  | If panels size is not in the standard listing, use Special Size instructions below.
| 10 x 71 - 76 | 10 |  | 24 | 3 | 016351024L3 | 20.16 | 1.81 | 20.16
| 10 x 75 - 79 | 10 |  | 25 | 3 | 016351025L3 | 15.7731 | 1.87 | 15.77 |  | The internal wire frame used in special size links are manufactured to the nominal size of the filter LESS 1/2".
| 10 x 80 - 86 | 10 |  | 20 | 4 | 016351020L4 | 22.4 | 2.11 | 22.4 |  | Please specify if exact size is needed when ordering.
| 10 x 87 - 94 | 10 |  | 22 | 4 | 016351022L4 | 24.64 | 2.34 | 24.64
| 10 x 95 - 102 | 10 |  | 24 | 4 | 016351024L4 | 26.88 | 2.41 | 26.88 |  |  | Face Area
| 10 x 100 - 106 | 10 |  | 25 | 4 | 016351025L4 | 28 | 2.5 | 28 |  |  | (Square Inches) |  |  | List Price | Net Price
| 10 x 105 - 108 | 10 |  | 20 | 5 | 016351020L5 | 28 | 2.64 | 28 |  |  | 0- |  | 349 | 8.81 | 8.81
| 10 x 109 - 118 | 10 |  | 22 | 5 | 016351022L5 | 30.8 | 2.93 | 30.8 |  |  | 350- |  | 399 | 10.09 | 10.09
| 10 x 119 - 128 | 10 |  | 24 | 5 | 016351024L5 | 33.6 | 3.02 | 33.6 |  |  | 400- |  | 449 | 11.35 | 11.35
| 10 x 125 - 133 | 10 |  | 25 | 5 | 016351025L5 | 35 | 3.12 | 35 |  |  | 450- |  | 500 | 12.64 | 12.64
| 10 x 132 - 142 | 10 |  | 22 | 6 | 016351022L6 | 36.96 | 3.52 | 36.96 |  |  | 501- |  | 549 | 13.89 | 13.89
| 10 x 143 - 154 | 10 |  | 24 | 6 | 016351024L6 | 40.32 | 3.62 | 40.32 |  |  | 550- |  | 600 | 15.14 | 15.14
| 10 x 150 - 160 | 10 |  | 25 | 6 | 016351025L6 | 42 | 3.74 | 42 |  |  | 601- |  | 649 | 16.42 | 16.42
| 10 x 160 - 174 | 10 |  | 20 | 8 | 016351020L8 | 44.8 | 4.23 | 44.8 |  |  | 650- |  | 700 | 17.69 | 17.69
| 10 x 168 - 180 | 10 |  | 24 | 7 | 016351024L7 | 47.04 | 4.24 | 47.04 |  |  | 701- |  | 749 | 18.37 | 18.37
| 10 x 175 - 187 | 10 |  | 25 | 7 | 016351025L7 | 49 | 4.37 | 49 |  |  | 750- |  | 800 | 20.24 | 20.24
| 10 x 176 - 190 | 10 |  | 22 | 8 | 016351022L8 | 49.28 | 4.69 | 49.28 |  |  | 801- |  | 849 | 21.45 | 21.45
| 10 x 360 - 389 | 10 |  | 15 | 24 | 016351015L24 | 100.8 | 10.2 | 100.8 |  |  | 850- |  | 900 | 22.75 | 22.75
| 10 x 384 - 415 | 10 |  | 16 | 24 | 016351016L24 | 107.52 | 10.68 | 107.52 |  |  | 901- |  | 949 | 24 | 24
| 10 x 432 - 467 | 10 |  | 18 | 24 | 016351018L24 | 120.96 | 11.28 | 120.96 |  |  | 950- |  | 999 | 25.27 | 25.27
| 10 x 480 - 518 | 10 |  | 20 | 24 | 016351020L24 | 134.4 | 11.51 | 134.4 |  |  | 1000- |  | 1299 | 27.88 | 27.88
| 10 x 528 - 570 | 10 |  | 22 | 24 | 016351022L24 | 147.84 | 14.04 | 147.84 |  |  | 1300- |  | 1499 | 30.17 | 30.17
| 10 x 576 - 622 | 10 |  | 24 | 24 | 016351024L24 | 161.28 | 14.52 | 161.28 |  |  | 1500+ |  |  | Contact Factory
| 10 x 600 - 648 | 10 |  | 25 | 24 | 016351025L24 | 168 | 15 | 168
Special Minimum Order Quantity: Pricing based on a minimum of 12 panels linked per size.
| 12 x 30 - 32 | 12 |  | 15 | 2 | 016351215L2 | 9.6657 | 0.93 | 9.67
| 12 x 32 - 34 | 12 |  | 16 | 2 | 016351216L2 | 10.752 | 0.93 | 10.75
| 12 x 35 - 38 | 12 |  | 18 | 2 | 016351218L2 | 9.67 | 0.99 | 9.67
| 12 x 39 - 42 | 12 |  | 20 | 2 | 016351220L2 | 9.6657 | 1.04 | 9.67
| 12 x 43 - 46 | 12 |  | 22 | 2 | 016351222L2 | 10.512 | 1.26 | 10.51
| 12 x 47 - 50 | 12 |  | 24 | 2 | 016351224L2 | 10.512 | 1.31 | 10.51
| 12 x 50 - 52 | 12 |  | 25 | 2 | 016351225L2 | 10.512 | 1.31 | 10.51
| 12 x 53 - 58 | 12 |  | 18 | 3 | 016351218L3 | 10.512 | 1.48 | 10.51
LINK FILTERS - SERIES 635
Panel
| Nominal Size | Height |  | Width | # of Panels | Part # | List Price | Link Wt | Net Price
| 12 x 59 - 64 | 12 |  | 20 | 3 | 016351220L3 | 14.5088 | 1.56 | 14.51
| 12 x 65 - 70 | 12 |  | 22 | 3 | 016351222L3 | 22.176 | 1.89 | 22.18
| 12 x 71 - 76 | 12 |  | 24 | 3 | 016351224L3 | 15.7731 | 1.97 | 15.77
| 12 x 75 - 79 | 12 |  | 25 | 3 | 016351225L3 | 15.7692 | 1.97 | 15.77
| 12 x 80 - 86 | 12 |  | 20 | 4 | 016351220L4 | 19.3111 | 2.08 | 19.31
| 12 x 87 - 94 | 12 |  | 22 | 4 | 016351222L4 | 21.024 | 2.51 | 21.02
| 12 x 95- 102 | 12 |  | 24 | 4 | 016351224L4 | 21.024 | 2.62 | 21.02
| 12 x 100 - 106 | 12 |  | 25 | 4 | 016351225L4 | 33.6 | 2.62 | 33.6
| 12 x 105 - 108 | 12 |  | 20 | 5 | 016351220L5 | 33.6 | 2.6 | 33.6
| 12 x 109 - 118 | 12 |  | 22 | 5 | 016351222L5 | 26.2545 | 3.14 | 26.25 |  | Minimum Order Quantity: Refer to Link Case Pack Quantity tables above for Minimum Order Quantities (# of Linked Units per Box).
| 12 x 119 - 128 | 12 |  | 24 | 5 | 016351224L5 | 26.265 | 3.28 | 26.27
| 12 x 125 - 133 | 12 |  | 25 | 5 | 016351225L5 | 26.2545 | 3.28 | 26.25
| 12 x 132 - 142 | 12 |  | 22 | 6 | 016351222L6 | 31.5258 | 3.77 | 31.53
| 12 x 143 - 154 | 12 |  | 24 | 6 | 016351224L6 | 48.384 | 3.93 | 48.38
| 12 x 150 - 160 | 12 |  | 25 | 6 | 016351225L6 | 50.4 | 3.93 | 50.4
| 12 x 160 - 174 | 12 |  | 20 | 8 | 016351220L8 | 53.76 | 4.17 | 53.76
| 12 x 168 - 180 | 12 |  | 24 | 7 | 016351224L7 | 56.448 | 4.59 | 56.45
| 12 x 175 - 187 | 12 |  | 25 | 7 | 016351225L7 | 58.8 | 4.59 | 58.8
| 12 x 176 - 190 | 12 |  | 22 | 8 | 016351222L8 | 59.136 | 5.03 | 59.14
| 12 x 288 - 311 | 12 |  | 12 | 24 | 016351212L24 | 96.768 | 9.92 | 96.77
| 12 x 360 - 389 | 12 |  | 15 | 24 | 016351215L24 | 120.96 | 11.16 | 120.96
| 12 x 384 - 415 | 12 |  | 16 | 24 | 016351216L24 | 129.024 | 11.16 | 129.02
| 12 x 432 - 467 | 12 |  | 18 | 24 | 016351218L24 | 145.152 | 11.88 | 145.15
| 12 x 480 - 518 | 12 |  | 20 | 24 | 016351220L24 | 161.28 | 12.48 | 161.28
| 12 x 528 - 570 | 12 |  | 22 | 24 | 016351222L24 | 177.408 | 15.12 | 177.41
| 12 x 576 - 622 | 12 |  | 24 | 24 | 016351224L24 | 126.072 | 15.72 | 126.07
| 12 x 600 - 648 | 12 |  | 25 | 24 | 016351225L24 | 201.6 | 15.72 | 201.6
| 14 x 30 - 32 | 14 |  | 15 | 2 | 016351415L2 | 10.512 | 0.89 | 10.51
| 14 x 32 - 34 | 14 |  | 16 | 2 | 016351416L2 | 12.544 | 0.93 | 12.54
| 14 x 35 - 38 | 14 |  | 18 | 2 | 016351418L2 | 14.112 | 1.07 | 14.11
| 14 x 39 - 42 | 14 |  | 20 | 2 | 016351420L2 | 10.512 | 1.12 | 10.51
| 14 x 43 - 46 | 14 |  | 22 | 2 | 016351422L2 | 17.248 | 1.21 | 17.25
| 14 x 47 - 50 | 14 |  | 24 | 2 | 016351424L2 | 12.3575 | 1.43 | 12.36
| 14 x 50 - 52 | 14 |  | 25 | 2 | 016351425L2 | 12.3575 | 1.49 | 12.36
| 14 x 53 - 58 | 14 |  | 18 | 3 | 016351418L3 | 21.168 | 1.6 | 21.17
| 14 x 59 - 64 | 14 |  | 20 | 3 | 016351420L3 | 23.52 | 1.69 | 23.52
| 14 x 65 - 70 | 14 |  | 22 | 3 | 016351422L3 | 25.872 | 1.81 | 25.87
| 14 x 71 - 76 | 14 |  | 24 | 3 | 016351424L3 | 28.224 | 2.15 | 28.22
| 14 x 75 - 79 | 14 |  | 25 | 3 | 016351425L3 | 18.5668 | 2.24 | 18.57
| 14 x 80 - 86 | 14 |  | 20 | 4 | 016351420L4 | 31.36 | 2.25 | 31.36
| 14 x 87 - 94 | 14 |  | 22 | 4 | 016351422L4 | 34.496 | 2.42 | 34.5
| 14 x 95 - 102 | 14 |  | 24 | 4 | 016351424L4 | 37.632 | 2.86 | 37.63
| 14 x 100 - 106 | 14 |  | 25 | 4 | 016351425L4 | 24.7557 | 2.99 | 24.76
| 14 x 100 - 108 | 14 |  | 20 | 5 | 016351420L5 | 39.2 | 2.81 | 39.2
| 14 x 109 - 118 | 14 |  | 22 | 5 | 016351422L5 | 43.12 | 3.02 | 43.12
| 14 x 119 - 128 | 14 |  | 24 | 5 | 016351424L5 | 47.04 | 3.58 | 47.04
| 14 x 125 - 133 | 14 |  | 25 | 5 | 016351425L5 | 30.9446 | 3.73 | 30.94
| 14 x 132 - 142 | 14 |  | 22 | 6 | 016351422L6 | 51.744 | 3.63 | 51.74
| 14 x 143 - 154 | 14 |  | 24 | 6 | 016351424L6 | 56.448 | 4.3 | 56.45
| 14 x 150 - 160 | 14 |  | 25 | 6 | 016351425L6 | 58.8 | 4.48 | 58.8
| 14 x 160 - 174 | 14 |  | 20 | 8 | 016351420L8 | 62.72 | 4.49 | 62.72
| 14 x 168 - 180 | 14 |  | 24 | 7 | 016351424L7 | 65.856 | 5.01 | 65.86
| 14 x 175 - 187 | 14 |  | 25 | 7 | 016351425L7 | 68.6 | 5.23 | 68.6
| 14 x 176 - 190 | 14 |  | 22 | 8 | 016351422L8 | 68.992 | 4.83 | 68.99
LINK FILTERS - SERIES 635
Panel
| Nominal Size | Height |  | Width | # of Panels | Part # | List Price | Link Wt | Net Price
| 14 x 360 - 389 | 14 |  | 15 | 24 | 016351415L24 | 141.12 | 10.7 | 141.12
| 14 x 384 - 415 | 14 |  | 16 | 24 | 016351416L24 | 150.528 | 11.2 | 150.53
| 14 x 432 - 467 | 14 |  | 18 | 24 | 016351418L24 | 169.344 | 12.84 | 169.34
| 14 x 480 - 518 | 14 |  | 20 | 24 | 016351420L24 | 146.495 | 13.44 | 146.49
| 14 x 528 - 570 | 14 |  | 22 | 24 | 016351422L24 | 206.976 | 14.5 | 206.98
| 14 x 576 - 622 | 14 |  | 24 | 24 | 016351424L24 | 225.792 | 17.16 | 225.79
| 14 x 600 - 648 | 14 |  | 25 | 24 | 016351425L24 | 235.2 | 17.88 | 235.2
| 16 x 30 - 32 | 16 |  | 15 | 2 | 016351615L2 | 10.512 | 1.07 | 10.51
| 16 x 32 - 34 | 16 |  | 16 | 2 | 016351616L2 | 10.512 | 1.09 | 10.51
| 16 x 35 - 38 | 16 |  | 18 | 2 | 016351618L2 | 10.512 | 1.15 | 10.51
| 16 x 39 - 42 | 16 |  | 20 | 2 | 016351620L2 | 10.512 | 1.21 | 10.51
| 16 x 43 - 46 | 16 |  | 22 | 2 | 016351622L2 | 12.3575 | 1.46 | 12.36
| 16 x 47 - 50 | 16 |  | 24 | 2 | 016351624L2 | 12.3575 | 1.52 | 12.36
| 16 x 50 - 52 | 16 |  | 25 | 2 | 016351625L2 | 12.3575 | 1.55 | 12.36
| 16 x 53 - 58 | 16 |  | 18 | 3 | 016351618L3 | 15.7731 | 1.72 | 15.77
| 16 x 59 - 64 | 16 |  | 20 | 3 | 016351620L3 | 15.7731 | 1.81 | 15.77
| 16 x 65 - 70 | 16 |  | 22 | 3 | 016351622L3 | 18.5668 | 2.19 | 18.57
| 16 x 71 - 76 | 16 |  | 24 | 3 | 016351624L3 | 18.5668 | 2.28 | 18.57
| 16 x 75 - 79 | 16 |  | 25 | 3 | 016351625L3 | 18.5668 | 2.33 | 18.57
| 16 x 80 - 86 | 16 |  | 20 | 4 | 016351620L4 | 21.024 | 2.41 | 21.02
| 16 x 87 - 94 | 16 |  | 22 | 4 | 016351622L4 | 24.7557 | 2.92 | 24.76
| 16 x 95 - 102 | 16 |  | 24 | 4 | 016351624L4 | 24.7557 | 3.04 | 24.76
| 16 x 100 - 106 | 16 |  | 25 | 4 | 016351625L4 | 24.7557 | 3.1 | 24.76
| 16 x 100 - 108 | 16 |  | 20 | 5 | 016351620L5 | 26.2545 | 3.01 | 26.25
| 16 x 109 - 118 | 16 |  | 22 | 5 | 016351622L5 | 30.9446 | 3.65 | 30.94
| 16 x 119 - 128 | 16 |  | 24 | 5 | 016351624L5 | 30.9446 | 3.8 | 30.94
| 16 x 125 - 133 | 16 |  | 25 | 5 | 016351625L5 | 32 | 3.88 | 32
| 16 x 132 - 142 | 16 |  | 22 | 6 | 016351622L6 | 37.1233 | 4.38 | 37.12
| 16 x 143 - 154 | 16 |  | 24 | 6 | 016351624L6 | 37.1233 | 4.56 | 37.12
| 16 x 150 - 160 | 16 |  | 25 | 6 | 016351625L6 | 38.4 | 4.65 | 38.4
| 16 x 160 - 174 | 16 |  | 20 | 8 | 016351620L8 | 40.96 | 4.82 | 40.96
| 16 x 168 - 180 | 16 |  | 24 | 7 | 016351624L7 | 43.008 | 5.32 | 43.01
| 16 x 175 - 187 | 16 |  | 25 | 7 | 016351625L7 | 44.8 | 5.43 | 44.8
| 16 x 176 - 190 | 16 |  | 22 | 8 | 016351622L8 | 45.056 | 5.84 | 45.06
| 16 x 360 - 389 | 16 |  | 15 | 24 | 016351615L24 | 92.16 | 12 | 92.16
| 16 x 384 - 415 | 16 |  | 16 | 24 | 016351616L24 | 98.304 | 13.08 | 98.3
| 16 x 432 - 467 | 16 |  | 18 | 24 | 016351618L24 | 110.592 | 13.8 | 110.59
| 16 x 480 - 518 | 16 |  | 20 | 24 | 016351620L24 | 172.4808 | 14.52 | 172.48
| 16 x 528 - 570 | 16 |  | 22 | 24 | 016351622L24 | 172.4844 | 17.52 | 172.48
| 16 x 576 - 622 | 16 |  | 24 | 24 | 016351624L24 | 147.456 | 18.24 | 147.46
| 16 x 600 - 648 | 16 |  | 25 | 24 | 016351625L24 | 172.4844 | 18.6 | 172.48
| 18 x 30 - 32 | 18 |  | 15 | 2 | 016351815L2 | 10.512 | 1.15 | 10.51
| 18 x 32 - 34 | 18 |  | 16 | 2 | 016351816L2 | 9.216 | 1.15 | 9.22
| 18 x 35 - 38 | 18 |  | 18 | 2 | 016351818L2 | 12.3575 | 1.23 | 12.36
| 18 x 39 - 42 | 18 |  | 20 | 2 | 016351820L2 | 11.52 | 1.29 | 11.52
| 18 x 43 - 46 | 18 |  | 22 | 2 | 016351822L2 | 14.0296 | 1.56 | 14.03
| 18 x 47 - 50 | 18 |  | 24 | 2 | 016351824L2 | 14.0296 | 1.62 | 14.03
| 18 x 50 - 52 | 18 |  | 25 | 2 | 016351825L2 | 14.0296 | 1.66 | 14.03
| 18 x 53 - 58 | 18 |  | 18 | 3 | 016351818L3 | 18.5668 | 1.84 | 18.57
| 18 x 59 - 64 | 18 |  | 20 | 3 | 016351820L3 | 18.5668 | 1.93 | 18.57
| 18 x 65 - 70 | 18 |  | 22 | 3 | 016351822L3 | 19.008 | 2.34 | 19.01
| 18 x 71 - 76 | 18 |  | 24 | 3 | 016351824L3 | 20.736 | 2.44 | 20.74
| 18 x 75 - 79 | 18 |  | 25 | 3 | 016351825L3 | 21.6 | 2.48 | 21.6
LINK FILTERS - SERIES 635
Panel
| Nominal Size | Height |  | Width | # of Panels | Part # | List Price | Link Wt | Net Price
| 18 x 80 - 86 | 18 |  | 20 | 4 | 016351820L4 | 23.04 | 2.58 | 23.04
| 18 x 87 - 94 | 18 |  | 22 | 4 | 016351822L4 | 25.344 | 3.12 | 25.34
| 18 x 95 - 102 | 18 |  | 24 | 4 | 016351824L4 | 28.0796 | 3.25 | 28.08
| 18 x 100 - 106 | 18 |  | 25 | 4 | 016351825L4 | 28.8 | 3.31 | 28.8
| 18 x 100 - 108 | 18 |  | 20 | 5 | 016351820L5 | 28.8 | 3.22 | 28.8
| 18 x 109 - 118 | 18 |  | 22 | 5 | 016351822L5 | 31.68 | 3.9 | 31.68
| 18 x 119 - 128 | 18 |  | 24 | 5 | 016351824L5 | 34.56 | 4.06 | 34.56
| 18 x 125 - 133 | 18 |  | 25 | 5 | 016351825L5 | 36 | 4.14 | 36
| 18 x 132 - 142 | 18 |  | 22 | 6 | 016351822L6 | 38.016 | 4.69 | 38.02
| 18 x 143 - 154 | 18 |  | 24 | 6 | 016351824L6 | 41.472 | 4.87 | 41.47
| 18 x 150 - 160 | 18 |  | 25 | 6 | 016351825L6 | 43.2 | 4.97 | 43.2
| 18 x 160 - 174 | 18 |  | 20 | 8 | 016351820L8 | 46.08 | 5.15 | 46.08
| 18 x 168 - 180 | 18 |  | 24 | 7 | 016351824L7 | 48.384 | 5.69 | 48.38
| 18 x 175 - 187 | 18 |  | 25 | 7 | 016351825L7 | 50.4 | 5.8 | 50.4
| 18 x 176 - 190 | 18 |  | 22 | 8 | 016351822L8 | 50.688 | 6.25 | 50.69
| 18 x 360 - 389 | 18 |  | 15 | 24 | 016351815L24 | 103.68 | 13.8 | 103.68
| 18 x 384 - 415 | 18 |  | 16 | 24 | 016351816L24 | 110.592 | 13.8 | 110.59
| 18 x 432 - 467 | 18 |  | 18 | 24 | 016351818L24 | 124.416 | 14.76 | 124.42
| 18 x 480 - 518 | 18 |  | 20 | 24 | 016351820L24 | 148.4628 | 15.48 | 148.46
| 18 x 528 - 570 | 18 |  | 22 | 24 | 016351822L24 | 152.064 | 18.72 | 152.06
| 18 x 576 - 622 | 18 |  | 24 | 24 | 016351824L24 | 168.4978 | 19.44 | 168.5
| 18 x 600 - 648 | 18 |  | 25 | 24 | 016351825L24 | 172.8 | 19.92 | 172.8
| 20 x 30 - 32 | 20 |  | 15 | 2 | 016352015L2 | 10.512 | 1.2 | 10.51
| 20 x 32 - 34 | 20 |  | 16 | 2 | 016352016L2 | 10.512 | 1.21 | 10.51
| 20 x 35 - 38 | 20 |  | 18 | 2 | 016352018L2 | 12.3575 | 1.29 | 12.36
| 20 x 39 - 42 | 20 |  | 20 | 2 | 016352020L2 | 12.3575 | 1.37 | 12.36
| 20 x 43 - 46 | 20 |  | 22 | 2 | 016352022L2 | 14.0296 | 1.67 | 14.03
| 20 x 47 - 50 | 20 |  | 24 | 2 | 016352024L2 | 14.0296 | 1.73 | 14.03
| 20 x 50 - 52 | 20 |  | 25 | 2 | 016352025L2 | 14.0296 | 1.76 | 14.03
| 20 x 53 - 58 | 20 |  | 18 | 3 | 016352018L3 | 18.5668 | 1.93 | 18.57
| 20 x 59 - 64 | 20 |  | 20 | 3 | 016352020L3 | 18.5668 | 2.06 | 18.57
| 20 x 65 - 70 | 20 |  | 22 | 3 | 016352022L3 | 21.0648 | 2.5 | 21.06
| 20 x 71 - 76 | 20 |  | 24 | 3 | 016352024L3 | 21.0648 | 2.59 | 21.06
| 20 x 75 - 79 | 20 |  | 25 | 3 | 016352025L3 | 21.0648 | 2.64 | 21.06
| 20 x 80 - 86 | 20 |  | 20 | 4 | 016352020L4 | 24.7557 | 2.74 | 24.76
| 20 x 87 - 94 | 20 |  | 22 | 4 | 016352022L4 | 28.0796 | 3.34 | 28.08
| 20 x 95 - 102 | 20 |  | 24 | 4 | 016352024L4 | 28.0796 | 3.46 | 28.08
| 20 x 100 - 106 | 20 |  | 25 | 4 | 016352025L4 | 28.0796 | 3.52 | 28.08
| 20 x 100 - 108 | 20 |  | 20 | 5 | 016352020L5 | 30.9446 | 3.43 | 30.94
| 20 x 109 - 118 | 20 |  | 22 | 5 | 016352022L5 | 35.0982 | 4.17 | 35.1
| 20 x 119 - 128 | 20 |  | 24 | 5 | 016352024L5 | 35.0944 | 4.32 | 35.09
| 20 x 125 - 133 | 20 |  | 25 | 5 | 016352025L5 | 35.0944 | 4.41 | 35.09
| 20 x 132 - 142 | 20 |  | 22 | 6 | 016352022L6 | 42.1193 | 5 | 42.12
| 20 x 143 - 154 | 20 |  | 24 | 6 | 016352024L6 | 42.1193 | 5.19 | 42.12
| 20 x 150 - 160 | 20 |  | 25 | 6 | 016352025L6 | 42.1193 | 5.29 | 42.12
| 20 x 160 - 174 | 20 |  | 20 | 8 | 016352020L8 | 51.2 | 5.48 | 51.2
| 20 x 168 - 180 | 20 |  | 24 | 7 | 016352024L7 | 53.76 | 6.05 | 53.76
| 20 x 175 - 187 | 20 |  | 25 | 7 | 016352025L7 | 49.1443 | 6.17 | 49.14
| 20 x 176 - 190 | 20 |  | 22 | 8 | 016352022L8 | 56.1591 | 6.67 | 56.16
| 20 x 360 - 389 | 20 |  | 15 | 24 | 016352015L24 | 115.2 | 14.4 | 115.2
| 20 x 384 - 415 | 20 |  | 16 | 24 | 016352016L24 | 126.1434 | 14.52 | 126.14
| 20 x 432 - 467 | 20 |  | 18 | 24 | 016352018L24 | 148.4628 | 15.48 | 148.46
LINK FILTERS - SERIES 635
Panel
| Nominal Size | Height |  | Width | # of Panels | Part # | List Price | Link Wt | Net Price
| 20 x 480 - 518 | 20 |  | 20 | 24 | 016352020L24 | 148.4628 | 16.44 | 148.46
| 20 x 528 - 570 | 20 |  | 22 | 24 | 016352022L24 | 168.4978 | 20.04 | 168.5
| 20 x 576 - 622 | 20 |  | 24 | 24 | 016352024L24 | 168.4978 | 20.76 | 168.5
| 20 x 600 - 648 | 20 |  | 25 | 24 | 016352025L24 | 168.4978 | 21.12 | 168.5
| 24 x 30 - 32 | 24 |  | 15 | 2 | 016352415L2 | 12.3575 | 1.5 | 12.36
| 24 x 32 - 34 | 24 |  | 16 | 2 | 016352416L2 | 12.288 | 1.52 | 12.29
| 24 x 35 - 38 | 24 |  | 18 | 2 | 016352418L2 | 14.0296 | 1.62 | 14.03
| 24 x 39 - 42 | 24 |  | 20 | 2 | 016352420L2 | 15.36 | 1.73 | 15.36
| 24 x 43 - 46 | 24 |  | 22 | 2 | 016352422L2 | 15.5998 | 1.95 | 15.6
| 24 x 47 - 50 | 24 |  | 24 | 2 | 016352424L2 | 15.5998 | 2.02 | 15.6
| 24 x 50 - 52 | 24 |  | 25 | 2 | 016352425L2 | 15.5932 | 2.14 | 15.59
| 24 x 53 - 58 | 24 |  | 18 | 3 | 016352418L3 | 21.0648 | 2.44 | 21.06
| 24 x 59 - 64 | 24 |  | 20 | 3 | 016352420L3 | 21.0648 | 2.59 | 21.06
| 24 x 65 - 70 | 24 |  | 22 | 3 | 016352422L3 | 23.3894 | 2.92 | 23.39
| 24 x 71 - 76 | 24 |  | 24 | 3 | 016352424L3 | 23.3894 | 3.03 | 23.39
| 24 x 75 - 79 | 24 |  | 25 | 3 | 016352425L3 | 23.3894 | 3.2 | 23.39
| 24 x 80 - 86 | 24 |  | 20 | 4 | 016352420L4 | 28.0796 | 3.46 | 28.08
| 24 x 87 - 94 | 24 |  | 22 | 4 | 016352422L4 | 31.1893 | 3.89 | 31.19
| 24 x 95 - 102 | 24 |  | 24 | 4 | 016352424L4 | 31.1893 | 4.04 | 31.19
| 24 x 100 - 106 | 24 |  | 25 | 4 | 016352425L4 | 31.1893 | 4.27 | 31.19
| 24 x 100 - 108 | 24 |  | 20 | 5 | 016352420L5 | 38.4 | 4.32 | 38.4
| 24 x 109 - 118 | 24 |  | 22 | 5 | 016352422L5 | 38.9892 | 4.87 | 38.99
| 24 x 120 - 128 | 24 |  | 24 | 5 | 016352424L5 | 38.9892 | 5.05 | 38.99
| 24 x 125 - 133 | 24 |  | 25 | 5 | 016352425L5 | 38.9892 | 5.34 | 38.99
| 24 x 131 - 142 | 24 |  | 22 | 6 | 016352422L6 | 46.7789 | 5.84 | 46.78
| 24 x 144 - 154 | 24 |  | 24 | 6 | 016352424L6 | 46.7789 | 6.06 | 46.78
| 24 x 150 - 160 | 24 |  | 25 | 6 | 016352425L6 | 46.7789 | 6.41 | 46.78
| 24 x 160 - 174 | 24 |  | 20 | 8 | 016352420L8 | 61.44 | 6.91 | 61.44
| 24 x 168 - 180 | 24 |  | 24 | 7 | 016352424L7 | 54.5788 | 7.06 | 54.58
| 24 x 175 - 187 | 24 |  | 25 | 7 | 016352425L7 | 67.2 | 7.48 | 67.2
| 24 x 176 - 190 | 24 |  | 22 | 8 | 016352422L8 | 62.3786 | 7.79 | 62.38
| 24 x 360 - 389 | 24 |  | 15 | 24 | 016352415L24 | 138.24 | 18.24 | 138.24
| 24 x 384 - 415 | 24 |  | 16 | 24 | 016352416L24 | 148.4628 | 18.24 | 148.46
| 24 x 432 - 467 | 24 |  | 18 | 24 | 016352418L24 | 168.4978 | 19.44 | 168.5
| 24 x 480 - 518 | 24 |  | 20 | 24 | 016352420L24 | 168.4978 | 20.76 | 168.5
| 24 x 528 - 570 | 24 |  | 22 | 24 | 016352422L24 | 202.752 | 23.4 | 202.75
| 24 x 576 - 622 | 24 |  | 24 | 24 | 016352424L24 | 221.184 | 24.24 | 221.18
| 24 x 600 - 648 | 24 |  | 25 | 24 | 016352425L24 | 230.4 | 25.68 | 230.4
| 25 x 30 - 32 | 25 |  | 15 | 2 | 016352515L2 | 12.3575 | 1.55 | 12.36
| 25 x 32 - 34 | 25 |  | 16 | 2 | 016352516L2 | 12.3575 | 1.55 | 12.36
| 25 x 35 - 38 | 25 |  | 18 | 2 | 016352518L2 | 14.0296 | 1.66 | 14.03
| 25 x 39 - 42 | 25 |  | 20 | 2 | 016352520L2 | 14.0296 | 1.76 | 14.03
| 25 x 44 - 46 | 25 |  | 22 | 2 | 016352522L2 | 17.5676 | 2 | 17.57
| 25 x 47 - 50 | 25 |  | 24 | 2 | 016352524L2 | 17.5676 | 2.14 | 17.57
| 25 x 50 - 52 | 25 |  | 25 | 2 | 016352525L2 | 17.5676 | 2.2 | 17.57
| 25 x 53 - 58 | 25 |  | 18 | 3 | 016352518L3 | 21.0648 | 2.48 | 21.06
| 25 x 59 - 64 | 25 |  | 20 | 3 | 016352520L3 | 21.0648 | 2.64 | 21.06
| 25 x 65 - 70 | 25 |  | 22 | 3 | 016352522L3 | 26.3565 | 3 | 26.36
| 25 x 71 - 76 | 25 |  | 24 | 3 | 016352524L3 | 26.3565 | 3.2 | 26.36
| 25 x 75 - 79 | 25 |  | 25 | 3 | 016352525L3 | 26.3361 | 3.2 | 26.34
| 25 x 80 - 86 | 25 |  | 20 | 4 | 016352520L4 | 28.0796 | 3.52 | 28.08
LINK FILTERS - SERIES 635
Panel
| Nominal Size | Height |  | Width | # of Panels | Part # | List Price | Link Wt | Net Price
| 25 x 87 - 94 | 25 |  | 22 | 4 | 016352522L4 | 35.1555 | 3.99 | 35.16
| 25 x 95 - 102 | 25 |  | 24 | 4 | 016352524L4 | 35.1555 | 4.27 | 35.16
| 25 x 100 - 106 | 25 |  | 25 | 4 | 016352525L4 | 35.1147 | 4.27 | 35.11
| 25 x 100 - 108 | 25 |  | 20 | 5 | 016352520L5 | 35.0944 | 4.41 | 35.09
| 25 x 109 - 118 | 25 |  | 22 | 5 | 016352522L5 | 43.9342 | 4.99 | 43.93
| 25 x 120 - 128 | 25 |  | 24 | 5 | 016352524L5 | 43.9342 | 5.34 | 43.93
| 25 x 125 - 133 | 25 |  | 25 | 5 | 016352525L5 | 43.8934 | 5.34 | 43.89 |  |  |  | Back to Table of Contents
| 25 x 132 - 142 | 25 |  | 22 | 6 | 016352522L6 | 52.7027 | 5.99 | 52.7
| 25 x 144 - 154 | 25 |  | 24 | 6 | 016352524L6 | 52.7027 | 6.41 | 52.7
| 25 x 150 - 160 | 25 |  | 25 | 6 | 016352525L6 | 52.6721 | 6.41 | 52.67
| 25 x 160 - 174 | 25 |  | 20 | 8 | 016352520L8 | 64 | 7.06 | 64
| 25 x 168 - 180 | 25 |  | 24 | 7 | 016352524L7 | 67.2 | 7.48 | 67.2
| 25 x 175 - 187 | 25 |  | 25 | 7 | 016352525L7 | 70 | 7.48 | 70
| 25 x 176 - 190 | 25 |  | 22 | 8 | 016352522L8 | 70.4 | 7.99 | 70.4
| 25 x 360 - 389 | 25 |  | 15 | 24 | 016352515L24 | 144 | 18.6 | 144
| 25 x 384 - 415 | 25 |  | 16 | 24 | 016352516L24 | 148.4628 | 18.6 | 148.46
| 25 x 432 - 467 | 25 |  | 18 | 24 | 016352518L24 | 168.4978 | 19.92 | 168.5
| 25 x 480 - 518 | 25 |  | 20 | 24 | 016352520L24 | 60.6592 | 21.12 | 60.66
| 25 x 528 - 570 | 25 |  | 22 | 24 | 016352522L24 | 211.2 | 24 | 211.2
| 25 x 576 - 622 | 25 |  | 24 | 24 | 016352524L24 | 230.4 | 25.68 | 230.4
| 25 x 600 - 648 | 25 |  | 25 | 24 | 016352525L24 | 240 | 26.4 | 240
Links Case Pack Quantities
| # of Linked Panels per Unit | Total Links Per case | # of Linked Units per Box |  |  | # of Linked Panels per Unit | Total Links Per case | # of Linked Units per Box
| 2 | 24 | 12 |  |  | 7 | 21 | 3
| 3 | 24 | 8 |  |  | 8 | 24 | 3
| 4 | 24 | 6 |  |  | 9 | 18 | 2
| 5 | 20 | 4 |  |  | 12 | 24 | 2
| 6 | 24 | 4 |  |  | 24 | 24 | 1
SERIES 635
MERV 8 - Light Commercial Duty - 3-Ply
Green/White - 2 Tack Treatments - Wire Frame
SERIES 635
MERV 8 - Light Commercial Duty - 3-Ply
Green/White - 2 Tack Treatments - Wire Frame
SERIES 635
MERV 8 - Light Commercial Duty - 3-Ply
Green/White - 2 Tack Treatments - Wire Frame

## SER 625 PNLs LNKs
Prices subject to change without notice
Phone: 800-537-5454 |  |  |  |  | Multiplier |  | finishing-inquiry@filtrationgroup.com
Fax: 262-657-2210 |  |  |  |  | 1 |  | finishingorders@filtrationgroup.com
PANEL FILTERS - SERIES 625
| Nominal Size | Part # |  |  | List Price | Case Qty | Shipping Wt. | Net Price |  |  |  | Back to Table of Contents
| 10x20 | 016251020 |  |  | 5.1591 | 24 | 23.03 | 5.16
| 12x12 | 016251212 |  |  | 5.1591 | 24 | 19.83 | 5.16
| 12x16 | 016251216 |  |  | 8.7358 | 24 | 22.42 | 8.74
| 12x20 | 016251220 |  |  | 5.1591 | 24 | 24.99 | 5.16
| 12x24 | 016251224 |  |  | 6.08 | 24 | 31.46 | 6.08
| 12x25 | 016251225 |  |  | 7.6042 | 24 | 31.46 | 7.6
| 14x16 | 016251416 |  |  | 5.6778 | 24 | 11.5 | 5.68
| 14x20 | 016251420 |  |  | 7.0972 | 24 | 13.48 | 7.1
| 14x25 | 016251425 |  |  | 7.0907 | 24 | 17.92 | 7.09
| 14x30 | 016251430 |  |  | 9.5842 | 24 | 16.5 | 9.58
| 15x20 | 016251520 |  |  | 6.0766 | 24 | 13.97 | 6.08
| 15x25 | 016251525 |  |  | 7.0758 | 24 | 18.6 | 7.08
| 15x30 | 016251530 |  |  | 9.5842 | 24 | 20.4 | 9.58
| 16x16 | 016251616 |  |  | 4.9778 | 24 | 13.04 | 4.98
| 16x18 | 016251618 |  |  | 6.0766 | 24 | 13.8 | 6.08
| 16x20 | 016251620 |  |  | 6.2222 | 24 | 14.47 | 6.22
| 16x22 | 016251622 |  |  | 6.8444 | 24 | 17.52 | 6.84
| 16x24 | 016251624 |  |  | 7.091 | 24 | 18.24 | 7.09
| 16x25 | 016251625 |  |  | 7.5378 | 24 | 18.6 | 7.54
| 16x30 | 016251630 |  |  | 9.5839 | 24 | 21.8 | 9.58
| 18x20 | 016251820 |  |  | 7 | 24 | 15.46 | 7
| 18x22 | 016251822 |  |  | 8.1363 | 24 | 18.74 | 8.14
| 18x24 | 016251824 |  |  | 8.1363 | 24 | 19.5 | 8.14
| 18x25 | 016251825 |  |  | 8.1363 | 24 | 19.87 | 8.14
| 20x20 | 016252020 |  |  | 7.5378 | 24 | 17.07 | 7.54
| 20x22 | 016252022 |  |  | 8.1363 | 24 | 20.01 | 8.14
| 20x24 | 016252024 |  |  | 8.1396 | 24 | 20.75 | 8.14
| 20x25 | 016252025 |  |  | 8.9348 | 24 | 21.15 | 8.93
| 20x30 | 016252030 |  |  | 10.7363 | 24 | 21.3 | 10.74
| 24x22 | 016252422 |  |  | 10.2667 | 24 | 23.4 | 10.27
| 24x24 | 016252424 |  |  | 10.4188 | 24 | 24.22 | 10.42
| 24x30 | 016252430 |  |  | 11.8986 | 24 | 26.2 | 11.9
| 25x22 | 016252522 |  |  | 9.5842 | 24 | 24 | 9.58
| 25x24 | 016252524 |  |  | 11.6667 | 24 | 25.29 | 11.67
| 25x25 | 016252525 |  |  | 9.5842 | 24 | 25.29 | 9.58
SPECIAL SIZE PANEL FILTERS - SERIES 625
The internal wire frame used in standard panels are manufactured to the nominal size of the filter LESS 1/2".
Please specify if exact size is needed when ordering.
For example, the actual dimension of the wire frame for a 20x20, 2-ply panel, part #016252020
is 19 1/2 x 19 1/2; a 1/2" smaller than both nominal dimensions
PANEL SIZE
Minimum size - 6x6
Maximum size - 25x50
SPECIAL SIZE PANEL
The internal wire frame used in special size filters are manufactured to the nominal size of the filter LESS 1/2".
Please specify if exact size is needed when ordering.
Face Area
|  | (Square Inches) |  |  | List Price | Net Price
|  | 0- |  | 349 | 10.59 | 10.59
|  | 350- |  | 399 | 12.12 | 12.12
|  | 400- |  | 449 | 13.64 | 13.64
|  | 450- |  | 500 | 15.18 | 15.18
|  | 501- |  | 549 | 16.68 | 16.68
|  | 550- |  | 600 | 18.17 | 18.17
|  | 601- |  | 649 | 19.73 | 19.73
|  | 650- |  | 700 | 21.24 | 21.24
|  | 701- |  | 749 | 22.08 | 22.08
|  | 750- |  | 800 | 24.3 | 24.3
|  | 801- |  | 849 | 25.77 | 25.77
|  | 850- |  | 900 | 27.32 | 27.32
|  | 901- |  | 949 | 28.82 | 28.82
|  | 950- |  | 999 | 30.36 | 30.36
|  | 1000- |  | 1299 | 33.47 | 33.47
|  | 1300- |  | 1499 | 36.23 | 36.23
|  | 1500+ |  |  | Contact Factory
Special Minimum Order Quantity: Pricing based on a minimum of 24 panels per size.
When a special size panel has both dimensions greater than 25” or one dimension
longer than 48” a $5.00 oversized box charge will apply for every 24 panels of that size.
[19 empty] | Panel Special Configurator | [5 empty] | 0.125
[19 empty] | Height |  | Width | List Price | Net Price | Oversize Fee* | 0.25
[19 empty] | #REF! |  | #REF! | #VALUE! | #VALUE! | #REF! | 0.375
0.5
[19 empty] | Link Special Configurator | [5 empty] | 0.625
[20 empty] | Height |  | Width |  | Panel List Price | 0.75
[20 empty] | 0 |  | 0 |  | #VALUE! | 0.875
Contact Customer Care at 800-537-5454 for additional sizes and information.
[9 empty] | Prices subject to change without notice | [7 empty] | Prices subject to change without notice
Phone: 800-739-4600 |  |  |  |  | Multiplier |  | hvac.filtrationgroup.com |  |  | Phone: 800-739-4600
Fax: 262-657-2210 |  |  |  |  | 1 |  | cc-orders@filtrationgroup.com |  |  | Fax: 262-657-2210
| LINK FILTERS - SERIES 625 | [9 empty] | SPECIAL SIZE LINK FILTERS - SERIES 625
Panel
| Nominal Size | Height |  | Width | # of Panels | Part # | List Price | Link Wt | Net Price | [8 empty] | Back to Table of Contents
The internal wire frame used in standard links are manufactured to the nominal size of the filter LESS 1/2".
| 10 x 30 - 32 | 10 |  | 15 | 2 | 016251015L2 | 10.3081 | 0.85 | 10.31 |  | Please specify if exact size is needed when ordering.
| 10 x 32 - 34 | 10 |  | 16 | 2 | 016251016L2 | 10.88 | 0.89 | 10.88
| 10 x 35 - 38 | 10 |  | 18 | 2 | 016251018L2 | 12.24 | 0.94 | 12.24 |  | PANEL SIZE | Maximum panel size in link form - 25x25
| 10 x 39 - 42 | 10 |  | 20 | 2 | 016251020L2 | 10.3081 | 0.96 | 10.31
| 10 x 43 - 46 | 10 |  | 22 | 2 | 016251022L2 | 14.96 | 1.17 | 14.96 |  | SPECIAL SIZE LINK FILTER
| 10 x 47 - 50 | 10 |  | 24 | 2 | 016251024L2 | 16.32 | 1.21 | 16.32
| 10 x 50 - 52 | 10 |  | 25 | 2 | 016251025L2 | 19.6122 | 1.25 | 19.61 |  | If links are to be constructed from standard size panels, take panel list price and multiply by number
| 10 x 53 - 58 | 10 |  | 18 | 3 | 016251018L3 | 18.36 | 1.41 | 18.36 |  | of panels to make up link.
| 10 x 59 - 64 | 10 |  | 20 | 3 | 016251020L3 | 15.4836 | 1.59 | 15.48
| 10 x 65 - 70 | 10 |  | 22 | 3 | 016251022L3 | 22.44 | 1.76 | 22.44 |  | If panels size is not in the standard listing, use Special Size instructions below.
| 10 x 71 - 76 | 10 |  | 24 | 3 | 016251024L3 | 24.48 | 1.81 | 24.48
| 10 x 75 - 79 | 10 |  | 25 | 3 | 016251025L3 | 25.5 | 1.87 | 25.5 |  | The internal wire frame used in special size links are manufactured to the nominal size of the filter LESS 1/2".
| 10 x 80 - 86 | 10 |  | 20 | 4 | 016251020L4 | 27.2 | 2.11 | 27.2 |  | Please specify if exact size is needed when ordering.
| 10 x 87 - 94 | 10 |  | 22 | 4 | 016251022L4 | 29.92 | 2.34 | 29.92
| 10 x 95 - 102 | 10 |  | 24 | 4 | 016251024L4 | 32.64 | 2.41 | 32.64 |  |  | Face Area
| 10 x 100 - 106 | 10 |  | 25 | 4 | 016251025L4 | 34 | 2.5 | 34 |  |  | (Square Inches) |  |  | List Price | Net Price
| 10 x 105 - 108 | 10 |  | 20 | 5 | 016251020L5 | 34 | 2.64 | 34 |  |  | 0- |  | 349 | 10.59 | 10.59
| 10 x 109 - 118 | 10 |  | 22 | 5 | 016251022L5 | 37.4 | 2.93 | 37.4 |  |  | 350- |  | 399 | 12.12 | 12.12
| 10 x 119 - 128 | 10 |  | 24 | 5 | 016251024L5 | 40.8 | 3.02 | 40.8 |  |  | 400- |  | 449 | 13.64 | 13.64
| 10 x 125 - 133 | 10 |  | 25 | 5 | 016251025L5 | 42.5 | 3.12 | 42.5 |  |  | 450- |  | 500 | 15.18 | 15.18
| 10 x 132 - 142 | 10 |  | 22 | 6 | 016251022L6 | 44.88 | 3.52 | 44.88 |  |  | 501- |  | 549 | 16.68 | 16.68
| 10 x 143 - 154 | 10 |  | 24 | 6 | 016251024L6 | 48.96 | 3.62 | 48.96 |  |  | 550- |  | 600 | 18.17 | 18.17
| 10 x 150 - 160 | 10 |  | 25 | 6 | 016251025L6 | 51 | 3.74 | 51 |  |  | 601- |  | 649 | 19.73 | 19.73
| 10 x 160 - 174 | 10 |  | 20 | 8 | 016251020L8 | 54.4 | 4.23 | 54.4 |  |  | 650- |  | 700 | 21.24 | 21.24
| 10 x 168 - 180 | 10 |  | 24 | 7 | 016251024L7 | 57.12 | 4.24 | 57.12 |  |  | 701- |  | 749 | 22.08 | 22.08
| 10 x 175 - 187 | 10 |  | 25 | 7 | 016251025L7 | 59.5 | 4.37 | 59.5 |  |  | 750- |  | 800 | 24.3 | 24.3
| 10 x 176 - 190 | 10 |  | 22 | 8 | 016251022L8 | 59.84 | 4.69 | 59.84 |  |  | 801- |  | 849 | 25.77 | 25.77
| 10 x 360 - 389 | 10 |  | 15 | 24 | 016251015L24 | 122.4 | 10.2 | 122.4 |  |  | 850- |  | 900 | 27.32 | 27.32
| 10 x 384 - 415 | 10 |  | 16 | 24 | 016251016L24 | 130.56 | 10.68 | 130.56 |  |  | 901- |  | 949 | 28.82 | 28.82
| 10 x 432 - 467 | 10 |  | 18 | 24 | 016251018L24 | 146.88 | 11.28 | 146.88 |  |  | 950- |  | 999 | 30.36 | 30.36
| 10 x 480 - 518 | 10 |  | 20 | 24 | 016251020L24 | 153.4557 | 11.51 | 153.46 |  |  | 1000- |  | 1299 | 33.47 | 33.47
| 10 x 528 - 570 | 10 |  | 22 | 24 | 016251022L24 | 179.52 | 14.04 | 179.52 |  |  | 1300- |  | 1499 | 36.23 | 36.23
| 10 x 576 - 622 | 10 |  | 24 | 24 | 016251024L24 | 195.84 | 14.52 | 195.84 |  |  | 1500+ |  |  | Contact Factory
| 10 x 600 - 648 | 10 |  | 25 | 24 | 016251025L24 | 204 | 15 | 204
Special Minimum Order Quantity: Pricing based on a minimum of 12 panels linked per size.
| 12 x 30 - 32 | 12 |  | 15 | 2 | 016251215L2 | 10.3081 | 0.93 | 10.31
| 12 x 32 - 34 | 12 |  | 16 | 2 | 016251216L2 | 13.056 | 0.93 | 13.06
| 12 x 35 - 38 | 12 |  | 18 | 2 | 016251218L2 | 10.3081 | 0.99 | 10.31
| 12 x 39 - 42 | 12 |  | 20 | 2 | 016251220L2 | 10.3081 | 1.04 | 10.31
| 12 x 43 - 46 | 12 |  | 22 | 2 | 016251222L2 | 17.952 | 1.26 | 17.95
| 12 x 47 - 50 | 12 |  | 24 | 2 | 016251224L2 | 12.1535 | 1.31 | 12.15 |  | Contact Customer Care at 800-537-5454 for additional sizes and information.
| 12 x 50 - 52 | 12 |  | 25 | 2 | 016251225L2 | 12.1535 | 1.31 | 12.15
| 12 x 53 - 58 | 12 |  | 18 | 3 | 016251218L3 | 22.032 | 1.48 | 22.03
LINK FILTERS - SERIES 625
Panel
| Nominal Size | Height |  | Width | # of Panels | Part # | List Price | Link Wt | Net Price
| 12 x 59 - 64 | 12 |  | 20 | 3 | 016251220L3 | 15.4621 | 1.56 | 15.46
| 12 x 65 - 70 | 12 |  | 22 | 3 | 016251222L3 | 26.928 | 1.89 | 26.93
| 12 x 71 - 76 | 12 |  | 24 | 3 | 016251224L3 | 18.207 | 1.97 | 18.21
| 12 x 75 - 79 | 12 |  | 25 | 3 | 016251225L3 | 18.207 | 1.97 | 18.21
| 12 x 80 - 86 | 12 |  | 20 | 4 | 016251220L4 | 32.64 | 2.08 | 32.64
| 12 x 87 - 94 | 12 |  | 22 | 4 | 016251222L4 | 35.904 | 2.51 | 35.9
| 12 x 95- 102 | 12 |  | 24 | 4 | 016251224L4 | 24.276 | 2.62 | 24.28
| 12 x 100 - 106 | 12 |  | 25 | 4 | 016251225L4 | 40.8 | 2.62 | 40.8
| 12 x 105 - 108 | 12 |  | 20 | 5 | 016251220L5 | 25.7702 | 2.6 | 25.77
| 12 x 109 - 118 | 12 |  | 22 | 5 | 016251222L5 | 30.345 | 3.14 | 30.35 |  | Minimum Order Quantity: Refer to Link Case Pack Quantity tables above for Minimum Order Quantities (# of Linked Units per Box).
| 12 x 119 - 128 | 12 |  | 24 | 5 | 016251224L5 | 30.345 | 3.28 | 30.35
| 12 x 125 - 133 | 12 |  | 25 | 5 | 016251225L5 | 51 | 3.28 | 51
| 12 x 132 - 142 | 12 |  | 22 | 6 | 016251222L6 | 53.856 | 3.77 | 53.86
| 12 x 143 - 154 | 12 |  | 24 | 6 | 016251224L6 | 58.752 | 3.93 | 58.75
| 12 x 150 - 160 | 12 |  | 25 | 6 | 016251225L6 | 61.2 | 3.93 | 61.2
| 12 x 160 - 174 | 12 |  | 20 | 8 | 016251220L8 | 65.28 | 4.17 | 65.28
| 12 x 168 - 180 | 12 |  | 24 | 7 | 016251224L7 | 68.544 | 4.59 | 68.54
| 12 x 175 - 187 | 12 |  | 25 | 7 | 016251225L7 | 71.4 | 4.59 | 71.4
| 12 x 176 - 190 | 12 |  | 22 | 8 | 016251222L8 | 71.808 | 5.03 | 71.81
| 12 x 288 - 311 | 12 |  | 12 | 24 | 016251212L24 | 123.8688 | 9.92 | 123.87
| 12 x 360 - 389 | 12 |  | 15 | 24 | 016251215L24 | 146.88 | 11.16 | 146.88
| 12 x 384 - 415 | 12 |  | 16 | 24 | 016251216L24 | 123.7377 | 11.16 | 123.74
| 12 x 432 - 467 | 12 |  | 18 | 24 | 016251218L24 | 123.7377 | 11.88 | 123.74
| 12 x 480 - 518 | 12 |  | 20 | 24 | 016251220L24 | 123.8688 | 12.48 | 123.87
| 12 x 528 - 570 | 12 |  | 22 | 24 | 016251222L24 | 215.424 | 15.12 | 215.42
| 12 x 576 - 622 | 12 |  | 24 | 24 | 016251224L24 | 145.9008 | 15.72 | 145.9
| 12 x 600 - 648 | 12 |  | 25 | 24 | 016251225L24 | 244.8 | 15.72 | 244.8
| 14 x 30 - 32 | 14 |  | 15 | 2 | 016251415L2 | 14.28 | 0.89 | 14.28
| 14 x 32 - 34 | 14 |  | 16 | 2 | 016251416L2 | 15.232 | 0.93 | 15.23
| 14 x 35 - 38 | 14 |  | 18 | 2 | 016251418L2 | 17.136 | 1.07 | 17.14
| 14 x 39 - 42 | 14 |  | 20 | 2 | 016251420L2 | 19.04 | 1.12 | 19.04
| 14 x 43 - 46 | 14 |  | 22 | 2 | 016251422L2 | 14.1927 | 1.21 | 14.19
| 14 x 47 - 50 | 14 |  | 24 | 2 | 016251424L2 | 22.848 | 1.43 | 22.85
| 14 x 50 - 52 | 14 |  | 25 | 2 | 016251425L2 | 23.3172 | 1.49 | 23.32
| 14 x 53 - 58 | 14 |  | 18 | 3 | 016251418L3 | 25.704 | 1.6 | 25.7
| 14 x 59 - 64 | 14 |  | 20 | 3 | 016251420L3 | 28.56 | 1.69 | 28.56
| 14 x 65 - 70 | 14 |  | 22 | 3 | 016251422L3 | 31.416 | 1.81 | 31.42
| 14 x 71 - 76 | 14 |  | 24 | 3 | 016251424L3 | 34.272 | 2.15 | 34.27
| 14 x 75 - 79 | 14 |  | 25 | 3 | 016251425L3 | 35.7 | 2.24 | 35.7
| 14 x 80 - 86 | 14 |  | 20 | 4 | 016251420L4 | 38.08 | 2.25 | 38.08
| 14 x 87 - 94 | 14 |  | 22 | 4 | 016251422L4 | 41.888 | 2.42 | 41.89
| 14 x 95 - 102 | 14 |  | 24 | 4 | 016251424L4 | 45.696 | 2.86 | 45.7
| 14 x 100 - 106 | 14 |  | 25 | 4 | 016251425L4 | 47.6 | 2.99 | 47.6
| 14 x 100 - 108 | 14 |  | 20 | 5 | 016251420L5 | 47.6 | 2.81 | 47.6
| 14 x 109 - 118 | 14 |  | 22 | 5 | 016251422L5 | 52.36 | 3.02 | 52.36
| 14 x 119 - 128 | 14 |  | 24 | 5 | 016251424L5 | 57.12 | 3.58 | 57.12
| 14 x 125 - 133 | 14 |  | 25 | 5 | 016251425L5 | 59.5 | 3.73 | 59.5
| 14 x 132 - 142 | 14 |  | 22 | 6 | 016251422L6 | 62.832 | 3.63 | 62.83
| 14 x 143 - 154 | 14 |  | 24 | 6 | 016251424L6 | 68.544 | 4.3 | 68.54
| 14 x 150 - 160 | 14 |  | 25 | 6 | 016251425L6 | 71.4 | 4.48 | 71.4
| 14 x 160 - 174 | 14 |  | 20 | 8 | 016251420L8 | 76.16 | 4.49 | 76.16
| 14 x 168 - 180 | 14 |  | 24 | 7 | 016251424L7 | 79.968 | 5.01 | 79.97
| 14 x 175 - 187 | 14 |  | 25 | 7 | 016251425L7 | 83.3 | 5.23 | 83.3
| 14 x 176 - 190 | 14 |  | 22 | 8 | 016251422L8 | 83.776 | 4.83 | 83.78
LINK FILTERS - SERIES 625
Panel
| Nominal Size | Height |  | Width | # of Panels | Part # | List Price | Link Wt | Net Price
| 14 x 360 - 389 | 14 |  | 15 | 24 | 016251415L24 | 171.36 | 10.7 | 171.36
| 14 x 384 - 415 | 14 |  | 16 | 24 | 016251416L24 | 182.784 | 11.2 | 182.78
| 14 x 432 - 467 | 14 |  | 18 | 24 | 016251418L24 | 205.632 | 12.84 | 205.63
| 14 x 480 - 518 | 14 |  | 20 | 24 | 016251420L24 | 145.8396 | 13.44 | 145.84
| 14 x 528 - 570 | 14 |  | 22 | 24 | 016251422L24 | 251.328 | 14.5 | 251.33
| 14 x 576 - 622 | 14 |  | 24 | 24 | 016251424L24 | 274.176 | 17.16 | 274.18
| 14 x 600 - 648 | 14 |  | 25 | 24 | 016251425L24 | 170.1801 | 17.88 | 170.18
| 16 x 30 - 32 | 16 |  | 15 | 2 | 016251615L2 | 9.12 | 1.07 | 9.12
| 16 x 32 - 34 | 16 |  | 16 | 2 | 016251616L2 | 9.728 | 1.09 | 9.73
| 16 x 35 - 38 | 16 |  | 18 | 2 | 016251618L2 | 10.944 | 1.15 | 10.94
| 16 x 39 - 42 | 16 |  | 20 | 2 | 016251620L2 | 14.6064 | 1.21 | 14.61
| 16 x 43 - 46 | 16 |  | 22 | 2 | 016251622L2 | 14.1927 | 1.46 | 14.19
| 16 x 47 - 50 | 16 |  | 24 | 2 | 016251624L2 | 14.1927 | 1.52 | 14.19
| 16 x 50 - 52 | 16 |  | 25 | 2 | 016251625L2 | 15.0756 | 1.55 | 15.08
| 16 x 53 - 58 | 16 |  | 18 | 3 | 016251618L3 | 18.2376 | 1.72 | 18.24
| 16 x 59 - 64 | 16 |  | 20 | 3 | 016251620L3 | 21.9096 | 1.81 | 21.91
| 16 x 65 - 70 | 16 |  | 22 | 3 | 016251622L3 | 21.2687 | 2.19 | 21.27
| 16 x 71 - 76 | 16 |  | 24 | 3 | 016251624L3 | 21.2687 | 2.28 | 21.27
| 16 x 75 - 79 | 16 |  | 25 | 3 | 016251625L3 | 22.6134 | 2.33 | 22.61
| 16 x 80 - 86 | 16 |  | 20 | 4 | 016251620L4 | 29.2128 | 2.41 | 29.21
| 16 x 87 - 94 | 16 |  | 22 | 4 | 016251622L4 | 28.365 | 2.92 | 28.37
| 16 x 95 - 102 | 16 |  | 24 | 4 | 016251624L4 | 28.365 | 3.04 | 28.37
| 16 x 100 - 106 | 16 |  | 25 | 4 | 016251625L4 | 30.1512 | 3.1 | 30.15
| 16 x 100 - 108 | 16 |  | 20 | 5 | 016251620L5 | 30.4 | 3.01 | 30.4
| 16 x 109 - 118 | 16 |  | 22 | 5 | 016251622L5 | 35.4512 | 3.65 | 35.45
| 16 x 119 - 128 | 16 |  | 24 | 5 | 016251624L5 | 35.4512 | 3.8 | 35.45
| 16 x 125 - 133 | 16 |  | 25 | 5 | 016251625L5 | 37.689 | 3.88 | 37.69
| 16 x 132 - 142 | 16 |  | 22 | 6 | 016251622L6 | 40.128 | 4.38 | 40.13
| 16 x 143 - 154 | 16 |  | 24 | 6 | 016251624L6 | 43.776 | 4.56 | 43.78
| 16 x 150 - 160 | 16 |  | 25 | 6 | 016251625L6 | 45.6 | 4.65 | 45.6
| 16 x 160 - 174 | 16 |  | 20 | 8 | 016251620L8 | 48.64 | 4.82 | 48.64
| 16 x 168 - 180 | 16 |  | 24 | 7 | 016251624L7 | 51.072 | 5.32 | 51.07
| 16 x 175 - 187 | 16 |  | 25 | 7 | 016251625L7 | 53.2 | 5.43 | 53.2
| 16 x 176 - 190 | 16 |  | 22 | 8 | 016251622L8 | 53.504 | 5.84 | 53.5
| 16 x 360 - 389 | 16 |  | 15 | 24 | 016251615L24 | 109.44 | 12 | 109.44
| 16 x 384 - 415 | 16 |  | 16 | 24 | 016251616L24 | 145.8396 | 13.08 | 145.84
| 16 x 432 - 467 | 16 |  | 18 | 24 | 016251618L24 | 145.8396 | 13.8 | 145.84
| 16 x 480 - 518 | 16 |  | 20 | 24 | 016251620L24 | 175.2768 | 14.52 | 175.28
| 16 x 528 - 570 | 16 |  | 22 | 24 | 016251622L24 | 170.1801 | 17.52 | 170.18
| 16 x 576 - 622 | 16 |  | 24 | 24 | 016251624L24 | 170.1801 | 18.24 | 170.18
| 16 x 600 - 648 | 16 |  | 25 | 24 | 016251625L24 | 180.9072 | 18.6 | 180.91
| 18 x 30 - 32 | 18 |  | 15 | 2 | 016251815L2 | 10.26 | 1.15 | 10.26
| 18 x 32 - 34 | 18 |  | 16 | 2 | 016251816L2 | 10.944 | 1.15 | 10.94
| 18 x 35 - 38 | 18 |  | 18 | 2 | 016251818L2 | 12.312 | 1.23 | 12.31
| 18 x 39 - 42 | 18 |  | 20 | 2 | 016251820L2 | 13.68 | 1.29 | 13.68
| 18 x 43 - 46 | 18 |  | 22 | 2 | 016251822L2 | 15.048 | 1.56 | 15.05
| 18 x 47 - 50 | 18 |  | 24 | 2 | 016251824L2 | 16.2792 | 1.62 | 16.28
| 18 x 50 - 52 | 18 |  | 25 | 2 | 016251825L2 | 17.1 | 1.66 | 17.1
| 18 x 53 - 58 | 18 |  | 18 | 3 | 016251818L3 | 18.468 | 1.84 | 18.47
| 18 x 59 - 64 | 18 |  | 20 | 3 | 016251820L3 | 21.2687 | 1.93 | 21.27
| 18 x 65 - 70 | 18 |  | 22 | 3 | 016251822L3 | 22.572 | 2.34 | 22.57
| 18 x 71 - 76 | 18 |  | 24 | 3 | 016251824L3 | 24.4192 | 2.44 | 24.42
| 18 x 75 - 79 | 18 |  | 25 | 3 | 016251825L3 | 24.4192 | 2.48 | 24.42
LINK FILTERS - SERIES 625
Panel
| Nominal Size | Height |  | Width | # of Panels | Part # | List Price | Link Wt | Net Price
| 18 x 80 - 86 | 18 |  | 20 | 4 | 016251820L4 | 27.36 | 2.58 | 27.36
| 18 x 87 - 94 | 18 |  | 22 | 4 | 016251822L4 | 30.096 | 3.12 | 30.1
| 18 x 95 - 102 | 18 |  | 24 | 4 | 016251824L4 | 32.5556 | 3.25 | 32.56
| 18 x 100 - 106 | 18 |  | 25 | 4 | 016251825L4 | 34.2 | 3.31 | 34.2
| 18 x 100 - 108 | 18 |  | 20 | 5 | 016251820L5 | 34.2 | 3.22 | 34.2
| 18 x 109 - 118 | 18 |  | 22 | 5 | 016251822L5 | 37.62 | 3.9 | 37.62
| 18 x 119 - 128 | 18 |  | 24 | 5 | 016251824L5 | 41.04 | 4.06 | 41.04
| 18 x 125 - 133 | 18 |  | 25 | 5 | 016251825L5 | 42.75 | 4.14 | 42.75
| 18 x 132 - 142 | 18 |  | 22 | 6 | 016251822L6 | 45.144 | 4.69 | 45.14
| 18 x 143 - 154 | 18 |  | 24 | 6 | 016251824L6 | 49.248 | 4.87 | 49.25
| 18 x 150 - 160 | 18 |  | 25 | 6 | 016251825L6 | 51.3 | 4.97 | 51.3
| 18 x 160 - 174 | 18 |  | 20 | 8 | 016251820L8 | 54.72 | 5.15 | 54.72
| 18 x 168 - 180 | 18 |  | 24 | 7 | 016251824L7 | 57.456 | 5.69 | 57.46
| 18 x 175 - 187 | 18 |  | 25 | 7 | 016251825L7 | 59.85 | 5.8 | 59.85
| 18 x 176 - 190 | 18 |  | 22 | 8 | 016251822L8 | 60.192 | 6.25 | 60.19
| 18 x 360 - 389 | 18 |  | 15 | 24 | 016251815L24 | 123.12 | 13.8 | 123.12
| 18 x 384 - 415 | 18 |  | 16 | 24 | 016251816L24 | 131.328 | 13.8 | 131.33
| 18 x 432 - 467 | 18 |  | 18 | 24 | 016251818L24 | 170.1801 | 14.76 | 170.18
| 18 x 480 - 518 | 18 |  | 20 | 24 | 016251820L24 | 170.1801 | 15.48 | 170.18
| 18 x 528 - 570 | 18 |  | 22 | 24 | 016251822L24 | 195.2688 | 18.72 | 195.27
| 18 x 576 - 622 | 18 |  | 24 | 24 | 016251824L24 | 195.2688 | 19.44 | 195.27
| 18 x 600 - 648 | 18 |  | 25 | 24 | 016251825L24 | 195.2688 | 19.92 | 195.27
| 20 x 30 - 32 | 20 |  | 15 | 2 | 016252015L2 | 11.4 | 1.2 | 11.4
| 20 x 32 - 34 | 20 |  | 16 | 2 | 016252016L2 | 12.1535 | 1.21 | 12.15
| 20 x 35 - 38 | 20 |  | 18 | 2 | 016252018L2 | 14.1927 | 1.29 | 14.19
| 20 x 39 - 42 | 20 |  | 20 | 2 | 016252020L2 | 15.0756 | 1.37 | 15.08
| 20 x 43 - 46 | 20 |  | 22 | 2 | 016252022L2 | 16.2792 | 1.67 | 16.28
| 20 x 47 - 50 | 20 |  | 24 | 2 | 016252024L2 | 16.2792 | 1.73 | 16.28
| 20 x 50 - 52 | 20 |  | 25 | 2 | 016252025L2 | 17.8704 | 1.76 | 17.87
| 20 x 53 - 58 | 20 |  | 18 | 3 | 016252018L3 | 21.2687 | 1.93 | 21.27
| 20 x 59 - 64 | 20 |  | 20 | 3 | 016252020L3 | 22.6134 | 2.06 | 22.61
| 20 x 65 - 70 | 20 |  | 22 | 3 | 016252022L3 | 24.4192 | 2.5 | 24.42
| 20 x 71 - 76 | 20 |  | 24 | 3 | 016252024L3 | 24.4192 | 2.59 | 24.42
| 20 x 75 - 79 | 20 |  | 25 | 3 | 016252025L3 | 26.8056 | 2.64 | 26.81
| 20 x 80 - 86 | 20 |  | 20 | 4 | 016252020L4 | 30.1512 | 2.74 | 30.15
| 20 x 87 - 94 | 20 |  | 22 | 4 | 016252022L4 | 32.5556 | 3.34 | 32.56
| 20 x 95 - 102 | 20 |  | 24 | 4 | 016252024L4 | 32.5556 | 3.46 | 32.56
| 20 x 100 - 106 | 20 |  | 25 | 4 | 016252025L4 | 35.7408 | 3.52 | 35.74
| 20 x 100 - 108 | 20 |  | 20 | 5 | 016252020L5 | 37.689 | 3.43 | 37.69
| 20 x 109 - 118 | 20 |  | 22 | 5 | 016252022L5 | 40.6817 | 4.17 | 40.68
| 20 x 119 - 128 | 20 |  | 24 | 5 | 016252024L5 | 40.6817 | 4.32 | 40.68
| 20 x 125 - 133 | 20 |  | 25 | 5 | 016252025L5 | 44.676 | 4.41 | 44.68
| 20 x 132 - 142 | 20 |  | 22 | 6 | 016252022L6 | 48.8079 | 5 | 48.81
| 20 x 143 - 154 | 20 |  | 24 | 6 | 016252024L6 | 48.8079 | 5.19 | 48.81
| 20 x 150 - 160 | 20 |  | 25 | 6 | 016252025L6 | 57 | 5.29 | 57
| 20 x 160 - 174 | 20 |  | 20 | 8 | 016252020L8 | 60.8 | 5.48 | 60.8
| 20 x 168 - 180 | 20 |  | 24 | 7 | 016252024L7 | 63.84 | 6.05 | 63.84
| 20 x 175 - 187 | 20 |  | 25 | 7 | 016252025L7 | 62.5464 | 6.17 | 62.55
| 20 x 176 - 190 | 20 |  | 22 | 8 | 016252022L8 | 66.88 | 6.67 | 66.88
| 20 x 360 - 389 | 20 |  | 15 | 24 | 016252015L24 | 145.7609 | 14.4 | 145.76
| 20 x 384 - 415 | 20 |  | 16 | 24 | 016252016L24 | 145.7609 | 14.52 | 145.76
| 20 x 432 - 467 | 20 |  | 18 | 24 | 016252018L24 | 170.1801 | 15.48 | 170.18
LINK FILTERS - SERIES 625
Panel
| Nominal Size | Height |  | Width | # of Panels | Part # | List Price | Link Wt | Net Price
| 20 x 480 - 518 | 20 |  | 20 | 24 | 016252020L24 | 180.9072 | 16.44 | 180.91
| 20 x 528 - 570 | 20 |  | 22 | 24 | 016252022L24 | 195.2688 | 20.04 | 195.27
| 20 x 576 - 622 | 20 |  | 24 | 24 | 016252024L24 | 195.2688 | 20.76 | 195.27
| 20 x 600 - 648 | 20 |  | 25 | 24 | 016252025L24 | 214.4346 | 21.12 | 214.43
| 24 x 30 - 32 | 24 |  | 15 | 2 | 016252415L2 | 13.68 | 1.5 | 13.68
| 24 x 32 - 34 | 24 |  | 16 | 2 | 016252416L2 | 14.592 | 1.52 | 14.59
| 24 x 35 - 38 | 24 |  | 18 | 2 | 016252418L2 | 16.416 | 1.62 | 16.42
| 24 x 39 - 42 | 24 |  | 20 | 2 | 016252420L2 | 16.2625 | 1.73 | 16.26
| 24 x 43 - 46 | 24 |  | 22 | 2 | 016252422L2 | 18.2201 | 1.95 | 18.22
| 24 x 47 - 50 | 24 |  | 24 | 2 | 016252424L2 | 20.8284 | 2.02 | 20.83
| 24 x 50 - 52 | 24 |  | 25 | 2 | 016252425L2 | 18.2201 | 2.14 | 18.22
| 24 x 53 - 58 | 24 |  | 18 | 3 | 016252418L3 | 24.4192 | 2.44 | 24.42
| 24 x 59 - 64 | 24 |  | 20 | 3 | 016252420L3 | 24.4192 | 2.59 | 24.42
| 24 x 65 - 70 | 24 |  | 22 | 3 | 016252422L3 | 27.3353 | 2.92 | 27.34
| 24 x 71 - 76 | 24 |  | 24 | 3 | 016252424L3 | 31.2426 | 3.03 | 31.24
| 24 x 75 - 79 | 24 |  | 25 | 3 | 016252425L3 | 27.3353 | 3.2 | 27.34
| 24 x 80 - 86 | 24 |  | 20 | 4 | 016252420L4 | 32.5556 | 3.46 | 32.56
| 24 x 87 - 94 | 24 |  | 22 | 4 | 016252422L4 | 36.4402 | 3.89 | 36.44
| 24 x 95 - 102 | 24 |  | 24 | 4 | 016252424L4 | 41.6568 | 4.04 | 41.66
| 24 x 100 - 106 | 24 |  | 25 | 4 | 016252425L4 | 36.4402 | 4.27 | 36.44
| 24 x 100 - 108 | 24 |  | 20 | 5 | 016252420L5 | 40.6817 | 4.32 | 40.68
| 24 x 109 - 118 | 24 |  | 22 | 5 | 016252422L5 | 45.5452 | 4.87 | 45.55
| 24 x 120 - 128 | 24 |  | 24 | 5 | 016252424L5 | 52.071 | 5.05 | 52.07
| 24 x 125 - 133 | 24 |  | 25 | 5 | 016252425L5 | 54.6501 | 5.34 | 54.65
| 24 x 131 - 142 | 24 |  | 22 | 6 | 016252422L6 | 54.6501 | 5.84 | 54.65
| 24 x 144 - 154 | 24 |  | 24 | 6 | 016252424L6 | 62.4852 | 6.06 | 62.49
| 24 x 150 - 160 | 24 |  | 25 | 6 | 016252425L6 | 68.4 | 6.41 | 68.4
| 24 x 160 - 174 | 24 |  | 20 | 8 | 016252420L8 | 72.96 | 6.91 | 72.96
| 24 x 168 - 180 | 24 |  | 24 | 7 | 016252424L7 | 72.8994 | 7.06 | 72.9
| 24 x 175 - 187 | 24 |  | 25 | 7 | 016252425L7 | 79.8 | 7.48 | 79.8
| 24 x 176 - 190 | 24 |  | 22 | 8 | 016252422L8 | 80.256 | 7.79 | 80.26
| 24 x 360 - 389 | 24 |  | 15 | 24 | 016252415L24 | 164.16 | 18.24 | 164.16
| 24 x 384 - 415 | 24 |  | 16 | 24 | 016252416L24 | 170.1801 | 18.24 | 170.18
| 24 x 432 - 467 | 24 |  | 18 | 24 | 016252418L24 | 195.2621 | 19.44 | 195.26
| 24 x 480 - 518 | 24 |  | 20 | 24 | 016252420L24 | 195.2621 | 20.76 | 195.26
| 24 x 528 - 570 | 24 |  | 22 | 24 | 016252422L24 | 240.768 | 23.4 | 240.77
| 24 x 576 - 622 | 24 |  | 24 | 24 | 016252424L24 | 250.053 | 24.24 | 250.05
| 24 x 600 - 648 | 24 |  | 25 | 24 | 016252425L24 | 218.6617 | 25.68 | 218.66
| 25 x 30 - 32 | 25 |  | 15 | 2 | 016252515L2 | 14.1927 | 1.55 | 14.19
| 25 x 32 - 34 | 25 |  | 16 | 2 | 016252516L2 | 14.1927 | 1.55 | 14.19
| 25 x 35 - 38 | 25 |  | 18 | 2 | 016252518L2 | 16.2625 | 1.66 | 16.26
| 25 x 39 - 42 | 25 |  | 20 | 2 | 016252520L2 | 16.2625 | 1.76 | 16.26
| 25 x 44 - 46 | 25 |  | 22 | 2 | 016252522L2 | 19.1581 | 2 | 19.16
| 25 x 47 - 50 | 25 |  | 24 | 2 | 016252524L2 | 19.1581 | 2.14 | 19.16
| 25 x 50 - 52 | 25 |  | 25 | 2 | 016252525L2 | 19.1581 | 2.2 | 19.16
| 25 x 53 - 58 | 25 |  | 18 | 3 | 016252518L3 | 24.4192 | 2.48 | 24.42
| 25 x 59 - 64 | 25 |  | 20 | 3 | 016252520L3 | 24.4192 | 2.64 | 24.42
| 25 x 65 - 70 | 25 |  | 22 | 3 | 016252522L3 | 28.7423 | 3 | 28.74
| 25 x 71 - 76 | 25 |  | 24 | 3 | 016252524L3 | 28.7423 | 3.2 | 28.74
| 25 x 75 - 79 | 25 |  | 25 | 3 | 016252525L3 | 28.7423 | 3.2 | 28.74
| 25 x 80 - 86 | 25 |  | 20 | 4 | 016252520L4 | 32.5556 | 3.52 | 32.56
LINK FILTERS - SERIES 625
Panel
| Nominal Size | Height |  | Width | # of Panels | Part # | List Price | Link Wt | Net Price |  |  |  | Back to Table of Contents
| 25 x 87 - 94 | 25 |  | 22 | 4 | 016252522L4 | 38.2959 | 3.99 | 38.3
| 25 x 95 - 102 | 25 |  | 24 | 4 | 016252524L4 | 38.2959 | 4.27 | 38.3
| 25 x 100 - 106 | 25 |  | 25 | 4 | 016252525L4 | 38.2959 | 4.27 | 38.3
| 25 x 100 - 108 | 25 |  | 20 | 5 | 016252520L5 | 40.6817 | 4.41 | 40.68
| 25 x 109 - 118 | 25 |  | 22 | 5 | 016252522L5 | 47.8902 | 4.99 | 47.89
| 25 x 120 - 128 | 25 |  | 24 | 5 | 016252524L5 | 47.8902 | 5.34 | 47.89
| 25 x 125 - 133 | 25 |  | 25 | 5 | 016252525L5 | 47.8902 | 5.34 | 47.89
| 25 x 132 - 142 | 25 |  | 22 | 6 | 016252522L6 | 57.4642 | 5.99 | 57.46
| 25 x 144 - 154 | 25 |  | 24 | 6 | 016252524L6 | 57.4642 | 6.41 | 57.46
| 25 x 150 - 160 | 25 |  | 25 | 6 | 016252525L6 | 57.4642 | 6.41 | 57.46
| 25 x 160 - 174 | 25 |  | 20 | 8 | 016252520L8 | 65.1009 | 7.06 | 65.1
| 25 x 168 - 180 | 25 |  | 24 | 7 | 016252524L7 | 79.8 | 7.48 | 79.8
| 25 x 175 - 187 | 25 |  | 25 | 7 | 016252525L7 | 83.125 | 7.48 | 83.13
| 25 x 176 - 190 | 25 |  | 22 | 8 | 016252522L8 | 83.6 | 7.99 | 83.6
| 25 x 360 - 389 | 25 |  | 15 | 24 | 016252515L24 | 170.1801 | 18.6 | 170.18
| 25 x 384 - 415 | 25 |  | 16 | 24 | 016252516L24 | 170.1801 | 18.6 | 170.18
| 25 x 432 - 467 | 25 |  | 18 | 24 | 016252518L24 | 195.2621 | 19.92 | 195.26
| 25 x 480 - 518 | 25 |  | 20 | 24 | 016252520L24 | 195.2621 | 21.12 | 195.26
| 25 x 528 - 570 | 25 |  | 22 | 24 | 016252522L24 | 229.8364 | 24 | 229.84
| 25 x 576 - 622 | 25 |  | 24 | 24 | 016252524L24 | 229.8364 | 25.68 | 229.84
| 25 x 600 - 648 | 25 |  | 25 | 24 | 016252525L24 | 229.8364 | 26.4 | 229.84
Links Case Pack Quantities
| # of Linked Panels per Unit | Total Links Per case | # of Linked Units per Box |  |  | # of Linked Panels per Unit | Total Links Per case | # of Linked Units per Box
| 2 | 24 | 12 |  |  | 7 | 21 | 3
| 3 | 24 | 8 |  |  | 8 | 24 | 3
| 4 | 24 | 6 |  |  | 9 | 18 | 2
| 5 | 20 | 4 |  |  | 12 | 24 | 2
| 6 | 24 | 4 |  |  | 24 | 24 | 1
SERIES 625
MERV 8 - Industrial Duty - 3-Ply
Pink/White - Downstream Tack - Wire Frame
SERIES 625
MERV 8 - Industrial Duty - 3-Ply
Pink/White - Downstream Tack - Wire Frame
SERIES 625
MERV 8 - Industrial Duty - 3-Ply
Pink/White - Downstream Tack - Wire Frame

## SER 66 PNLs LNKs
Prices subject to change without notice
Phone: 800-537-5454 |  |  |  |  | Multiplier |  | finishing-inquiry@filtrationgroup.com
Fax: 262-657-2210 |  |  |  |  | 1 |  | finishingorders@filtrationgroup.com
PANEL FILTERS - SERIES 66
| Nominal Size | Part # |  |  | List Price | Case Qty | Shipping Wt. | Net Price |  |  |  | Back to Table of Contents
| 10x20 | 0166620 |  |  | 5 | 24 | 23.03 | 5
| 12x12 | 01661212 |  |  | 5.1591 | 24 | 19.83 | 5.16
| 12x16 | 01661216 |  |  | 4.8 | 24 | 22.42 | 4.8
| 12x20 | 01661220 |  |  | 6 | 24 | 24.99 | 6
| 12x24 | 01661224 |  |  | 6.0768 | 24 | 31.46 | 6.08
| 12x25 | 01661225 |  |  | 7.5 | 24 | 31.46 | 7.5
| 14x16 | 01661416 |  |  | 5.6 | 24 | 11.5 | 5.6
| 14x20 | 01661420 |  |  | 7 | 24 | 13.48 | 7
| 14x25 | 01661425 |  |  | 7.076 | 24 | 17.92 | 7.08
| 14x30 | 01661430 |  |  | 9.5842 | 24 | 16.5 | 9.58
| 15x20 | 01661520 |  |  | 7.5 | 24 | 13.97 | 7.5
| 15x25 | 01661525 |  |  | 9.375 | 24 | 18.6 | 9.38
| 15x30 | 01661530 |  |  | 11.25 | 24 | 20.4 | 11.25
| 16x16 | 01661616 |  |  | 4.6222 | 24 | 13.04 | 4.62
| 16x18 | 01661618 |  |  | 5.2 | 24 | 13.8 | 5.2
| 16x20 | 01661620 |  |  | 6.0768 | 24 | 14.47 | 6.08
| 16x22 | 01661622 |  |  | 7.076 | 24 | 17.52 | 7.08
| 16x24 | 01661624 |  |  | 7.076 | 24 | 18.24 | 7.08
| 16x25 | 01661625 |  |  | 7.076 | 24 | 18.6 | 7.08
| 16x30 | 01661630 |  |  | 8.6667 | 24 | 21.8 | 8.67
| 18x20 | 01661820 |  |  | 7.076 | 24 | 15.46 | 7.08
| 18x22 | 01661822 |  |  | 7.15 | 24 | 18.74 | 7.15
| 18x24 | 01661824 |  |  | 7.8 | 24 | 19.5 | 7.8
| 18x25 | 01661825 |  |  | 8.1363 | 24 | 19.87 | 8.14
| 20x20 | 01662020 |  |  | 7.2222 | 24 | 17.07 | 7.22
| 20x22 | 01662022 |  |  | 7.9444 | 24 | 20.01 | 7.94
| 20x24 | 01662024 |  |  | 8.1363 | 24 | 20.75 | 8.14
| 20x25 | 01662025 |  |  | 8.1363 | 24 | 21.15 | 8.14
| 20x30 | 01662030 |  |  | 10.7363 | 24 | 21.3 | 10.74
| 24x22 | 01662422 |  |  | 9.5333 | 24 | 23.4 | 9.53
| 24x24 | 01662424 |  |  | 8.4524 | 24 | 24.22 | 8.45
| 24x30 | 01662430 |  |  | 13 | 24 | 26.2 | 13
| 25x22 | 01662522 |  |  | 9.9306 | 24 | 24 | 9.93
| 25x24 | 01662524 |  |  | 10.8333 | 24 | 25.29 | 10.83
| 25x25 | 01662525 |  |  | 11.2847 | 24 | 25.29 | 11.28
SPECIAL SIZE PANEL FILTERS - SERIES 66
The internal wire frame used in standard panels are manufactured to the nominal size of the filter LESS 1/2".
Please specify if exact size is needed when ordering.
For example, the actual dimension of the wire frame for a 20x20, 2-ply panel, part #01662020
is 19 1/2 x 19 1/2; a 1/2" smaller than both nominal dimensions
PANEL SIZE
Minimum size - 6x6
Maximum size - 25x50
SPECIAL SIZE PANEL
The internal wire frame used in special size filters are manufactured to the nominal size of the filter LESS 1/2".
Please specify if exact size is needed when ordering.
Face Area
|  | (Square Inches) |  |  | List Price | Net Price
|  | 0- |  | 349 | 9 | 9
|  | 350- |  | 399 | 10.3 | 10.3
|  | 400- |  | 449 | 11.61 | 11.61
|  | 450- |  | 500 | 12.89 | 12.89
|  | 501- |  | 549 | 14.18 | 14.18
|  | 550- |  | 600 | 15.45 | 15.45
|  | 601- |  | 649 | 16.77 | 16.77
|  | 650- |  | 700 | 18.05 | 18.05
|  | 701- |  | 749 | 18.77 | 18.77
|  | 750- |  | 800 | 20.64 | 20.64
|  | 801- |  | 849 | 21.9 | 21.9
|  | 850- |  | 900 | 23.21 | 23.21
|  | 901- |  | 949 | 24.5 | 24.5
|  | 950- |  | 999 | 25.79 | 25.79
|  | 1000- |  | 1299 | 28.46 | 28.46
|  | 1300- |  | 1499 | 30.79 | 30.79
|  | 1500+ |  |  | Contact Factory
Special Minimum Order Quantity: Pricing based on a minimum of 24 panels per size.
When a special size panel has both dimensions greater than 25” or one dimension
longer than 48” a $5.00 oversized box charge will apply for every 24 panels of that size.
[19 empty] | Panel Special Configurator | [5 empty] | 0.125
[19 empty] | Height |  | Width | List Price | Net Price | Oversize Fee* | 0.25
[19 empty] | #REF! |  | #REF! | #VALUE! | #VALUE! | #REF! | 0.375
0.5
[19 empty] | Link Special Configurator | [5 empty] | 0.625
[20 empty] | Height |  | Width |  | Panel List Price | 0.75
[20 empty] | 0 |  | 0 |  | #VALUE! | 0.875
Contact Customer Care at 800-739-4600 for additional sizes and information.
Prices from Specials Configurator subject to override by listed part numbers and prices above
[9 empty] | Prices subject to change without notice | [7 empty] | Prices subject to change without notice
Phone: 800-537-5454 |  |  |  |  | Multiplier |  | hvac.filtrationgroup.com |  |  | Phone: 800-537-5454
Fax: 262-657-2210 |  |  |  |  | 1 |  | cc-orders@filtrationgroup.com |  |  | Fax: 262-657-2210
| LINK FILTERS - SERIES 66 | [9 empty] | SPECIAL SIZE LINK FILTERS - SERIES 66
Panel
| Nominal Size | Height |  | Width | # of Panels | Part # | List Price | Link Wt | Net Price
The internal wire frame used in standard links are manufactured to the nominal size of the filter LESS 1/2".
| 10 x 30 - 32 | 10 |  | 15 | 2 | 0166615L2 | 7.5 | 0.85 | 7.5 |  | Please specify if exact size is needed when ordering.
| 10 x 32 - 34 | 10 |  | 16 | 2 | 0166616L2 | 8 | 0.89 | 8 | [8 empty] | Back to Table of Contents
| 10 x 35 - 38 | 10 |  | 18 | 2 | 0166618L2 | 9 | 0.94 | 9 |  | PANEL SIZE | Maximum panel size in link form - 25x25
| 10 x 39 - 42 | 10 |  | 20 | 2 | 0166620L2 | 10 | 0.96 | 10
| 10 x 43 - 46 | 10 |  | 22 | 2 | 0166622L2 | 11 | 1.17 | 11 |  | SPECIAL SIZE LINK FILTER
| 10 x 47 - 50 | 10 |  | 24 | 2 | 0166624L2 | 12 | 1.21 | 12
| 10 x 50 - 52 | 10 |  | 25 | 2 | 0166625L2 | 12.5 | 1.25 | 12.5 |  | If links are to be constructed from standard size panels, take panel list price and multiply by number
| 10 x 53 - 58 | 10 |  | 18 | 3 | 0166618L3 | 13.5 | 1.41 | 13.5 |  | of panels to make up link.
| 10 x 59 - 64 | 10 |  | 20 | 3 | 0166620L3 | 15 | 1.59 | 15
| 10 x 65 - 70 | 10 |  | 22 | 3 | 0166622L3 | 16.5 | 1.76 | 16.5 |  | If panels size is not in the standard listing, use Special Size instructions below.
| 10 x 71 - 76 | 10 |  | 24 | 3 | 0166624L3 | 18 | 1.81 | 18
| 10 x 75 - 79 | 10 |  | 25 | 3 | 0166625L3 | 18.75 | 1.87 | 18.75 |  | The internal wire frame used in special size links are manufactured to the nominal size of the filter LESS 1/2".
| 10 x 80 - 86 | 10 |  | 20 | 4 | 0166620L4 | 20 | 2.11 | 20 |  | Please specify if exact size is needed when ordering.
| 10 x 87 - 94 | 10 |  | 22 | 4 | 0166622L4 | 22 | 2.34 | 22
| 10 x 95 - 102 | 10 |  | 24 | 4 | 0166624L4 | 24 | 2.41 | 24 |  |  | Face Area
| 10 x 100 - 106 | 10 |  | 25 | 4 | 0166625L4 | 25 | 2.5 | 25 |  |  | (Square Inches) |  |  | List Price | Net Price
| 10 x 105 - 108 | 10 |  | 20 | 5 | 0166620L5 | 25 | 2.64 | 25 |  |  | 0- |  | 349 | 9 | 9
| 10 x 109 - 118 | 10 |  | 22 | 5 | 0166622L5 | 27.5 | 2.93 | 27.5 |  |  | 350- |  | 399 | 10.3 | 10.3
| 10 x 119 - 128 | 10 |  | 24 | 5 | 0166624L5 | 30 | 3.02 | 30 |  |  | 400- |  | 449 | 11.61 | 11.61
| 10 x 125 - 133 | 10 |  | 25 | 5 | 0166625L5 | 31.25 | 3.12 | 31.25 |  |  | 450- |  | 500 | 12.89 | 12.89
| 10 x 132 - 142 | 10 |  | 22 | 6 | 0166622L6 | 33 | 3.52 | 33 |  |  | 501- |  | 549 | 14.18 | 14.18
| 10 x 143 - 154 | 10 |  | 24 | 6 | 0166624L6 | 36 | 3.62 | 36 |  |  | 550- |  | 600 | 15.45 | 15.45
| 10 x 150 - 160 | 10 |  | 25 | 6 | 0166625L6 | 37.5 | 3.74 | 37.5 |  |  | 601- |  | 649 | 16.77 | 16.77
| 10 x 160 - 174 | 10 |  | 20 | 8 | 0166620L8 | 40 | 4.23 | 40 |  |  | 650- |  | 700 | 18.05 | 18.05
| 10 x 168 - 180 | 10 |  | 24 | 7 | 0166624L7 | 42 | 4.24 | 42 |  |  | 701- |  | 749 | 18.77 | 18.77
| 10 x 175 - 187 | 10 |  | 25 | 7 | 0166625L7 | 43.75 | 4.37 | 43.75 |  |  | 750- |  | 800 | 20.64 | 20.64
| 10 x 176 - 190 | 10 |  | 22 | 8 | 0166622L8 | 44 | 4.69 | 44 |  |  | 801- |  | 849 | 21.9 | 21.9
| 10 x 360 - 389 | 10 |  | 15 | 24 | 0166615L24 | 90 | 10.2 | 90 |  |  | 850- |  | 900 | 23.21 | 23.21
| 10 x 384 - 415 | 10 |  | 16 | 24 | 0166616L24 | 96 | 10.68 | 96 |  |  | 901- |  | 949 | 24.5 | 24.5
| 10 x 432 - 467 | 10 |  | 18 | 24 | 0166618L24 | 108 | 11.28 | 108 |  |  | 950- |  | 999 | 25.79 | 25.79
| 10 x 480 - 518 | 10 |  | 20 | 24 | 0166620L24 | 120 | 11.51 | 120 |  |  | 1000- |  | 1299 | 28.46 | 28.46
| 10 x 528 - 570 | 10 |  | 22 | 24 | 0166622L24 | 132 | 14.04 | 132 |  |  | 1300- |  | 1499 | 30.79 | 30.79
| 10 x 576 - 622 | 10 |  | 24 | 24 | 0166624L24 | 144 | 14.52 | 144 |  |  | 1500+ |  |  | Contact Factory
| 10 x 600 - 648 | 10 |  | 25 | 24 | 0166625L24 | 150 | 15 | 150
Special Minimum Order Quantity: Pricing based on a minimum of 12 panels linked per size.
| 12 x 30 - 32 | 12 |  | 15 | 2 | 01661215L2 | 9 | 0.93 | 9
| 12 x 32 - 34 | 12 |  | 16 | 2 | 01661216L2 | 9.6 | 0.93 | 9.6
| 12 x 35 - 38 | 12 |  | 18 | 2 | 01661218L2 | 10.8 | 0.99 | 10.8
| 12 x 39 - 42 | 12 |  | 20 | 2 | 01661220L2 | 12 | 1.04 | 12
| 12 x 43 - 46 | 12 |  | 22 | 2 | 01661222L2 | 13.2 | 1.26 | 13.2
| 12 x 47 - 50 | 12 |  | 24 | 2 | 01661224L2 | 13.3669 | 1.31 | 13.37
| 12 x 50 - 52 | 12 |  | 25 | 2 | 01661225L2 | 13.3669 | 1.31 | 13.37 |  | Prices from Specials Configurator subject to override by listed part numbers and prices above
| 12 x 53 - 58 | 12 |  | 18 | 3 | 01661218L3 | 17.0068 | 1.48 | 17.01
LINK FILTERS - SERIES 66
Panel
| Nominal Size | Height |  | Width | # of Panels | Part # | List Price | Link Wt | Net Price
| 12 x 59 - 64 | 12 |  | 20 | 3 | 01661220L3 | 18 | 1.56 | 18
| 12 x 65 - 70 | 12 |  | 22 | 3 | 01661222L3 | 19.8 | 1.89 | 19.8
| 12 x 71 - 76 | 12 |  | 24 | 3 | 01661224L3 | 20.0554 | 1.97 | 20.06
| 12 x 75 - 79 | 12 |  | 25 | 3 | 01661225L3 | 20.0554 | 1.97 | 20.06
| 12 x 80 - 86 | 12 |  | 20 | 4 | 01661220L4 | 24 | 2.08 | 24
| 12 x 87 - 94 | 12 |  | 22 | 4 | 01661222L4 | 26.7439 | 2.51 | 26.74
| 12 x 95- 102 | 12 |  | 24 | 4 | 01661224L4 | 26.7439 | 2.62 | 26.74
| 12 x 100 - 106 | 12 |  | 25 | 4 | 01661225L4 | 30 | 2.62 | 30
| 12 x 105 - 108 | 12 |  | 20 | 5 | 01661220L5 | 30 | 2.6 | 30
| 12 x 109 - 118 | 12 |  | 22 | 5 | 01661222L5 | 33 | 3.14 | 33 |  | Minimum Order Quantity: Refer to Link Case Pack Quantity tables above for Minimum Order Quantities (# of Linked Units per Box).
| 12 x 119 - 128 | 12 |  | 24 | 5 | 01661224L5 | 36 | 3.28 | 36
| 12 x 125 - 133 | 12 |  | 25 | 5 | 01661225L5 | 37.5 | 3.28 | 37.5
| 12 x 132 - 142 | 12 |  | 22 | 6 | 01661222L6 | 39.6 | 3.77 | 39.6
| 12 x 143 - 154 | 12 |  | 24 | 6 | 01661224L6 | 43.2 | 3.93 | 43.2
| 12 x 150 - 160 | 12 |  | 25 | 6 | 01661225L6 | 45 | 3.93 | 45
| 12 x 160 - 174 | 12 |  | 20 | 8 | 01661220L8 | 48 | 4.17 | 48
| 12 x 168 - 180 | 12 |  | 24 | 7 | 01661224L7 | 50.4 | 4.59 | 50.4
| 12 x 175 - 187 | 12 |  | 25 | 7 | 01661225L7 | 52.5 | 4.59 | 52.5
| 12 x 176 - 190 | 12 |  | 22 | 8 | 01661222L8 | 52.8 | 5.03 | 52.8
| 12 x 288 - 311 | 12 |  | 12 | 24 | 01661212L24 | 86.4 | 9.92 | 86.4
| 12 x 360 - 389 | 12 |  | 15 | 24 | 01661215L24 | 108 | 11.16 | 108
| 12 x 384 - 415 | 12 |  | 16 | 24 | 01661216L24 | 115.2 | 11.16 | 115.2
| 12 x 432 - 467 | 12 |  | 18 | 24 | 01661218L24 | 129.6 | 11.88 | 129.6
| 12 x 480 - 518 | 12 |  | 20 | 24 | 01661220L24 | 144 | 12.48 | 144
| 12 x 528 - 570 | 12 |  | 22 | 24 | 01661222L24 | 158.4 | 15.12 | 158.4
| 12 x 576 - 622 | 12 |  | 24 | 24 | 01661224L24 | 179.8362 | 15.72 | 179.84
| 12 x 600 - 648 | 12 |  | 25 | 24 | 01661225L24 | 180 | 15.72 | 180
| 14 x 30 - 32 | 14 |  | 15 | 2 | 01661415L2 | 12.1535 | 0.89 | 12.15
| 14 x 32 - 34 | 14 |  | 16 | 2 | 01661416L2 | 11.2 | 0.93 | 11.2
| 14 x 35 - 38 | 14 |  | 18 | 2 | 01661418L2 | 12.6 | 1.07 | 12.6
| 14 x 39 - 42 | 14 |  | 20 | 2 | 01661420L2 | 14 | 1.12 | 14
| 14 x 43 - 46 | 14 |  | 22 | 2 | 01661422L2 | 15.4 | 1.21 | 15.4
| 14 x 47 - 50 | 14 |  | 24 | 2 | 01661424L2 | 16.8 | 1.43 | 16.8
| 14 x 50 - 52 | 14 |  | 25 | 2 | 01661425L2 | 17.5 | 1.49 | 17.5
| 14 x 53 - 58 | 14 |  | 18 | 3 | 01661418L3 | 18.9 | 1.6 | 18.9
| 14 x 59 - 64 | 14 |  | 20 | 3 | 01661420L3 | 18.2201 | 1.69 | 18.22
| 14 x 65 - 70 | 14 |  | 22 | 3 | 01661422L3 | 21.2687 | 1.81 | 21.27
| 14 x 71 - 76 | 14 |  | 24 | 3 | 01661424L3 | 25.2 | 2.15 | 25.2
| 14 x 75 - 79 | 14 |  | 25 | 3 | 01661425L3 | 26.25 | 2.24 | 26.25
| 14 x 80 - 86 | 14 |  | 20 | 4 | 01661420L4 | 28 | 2.25 | 28
| 14 x 87 - 94 | 14 |  | 22 | 4 | 01661422L4 | 30.8 | 2.42 | 30.8
| 14 x 95 - 102 | 14 |  | 24 | 4 | 01661424L4 | 33.6 | 2.86 | 33.6
| 14 x 100 - 106 | 14 |  | 25 | 4 | 01661425L4 | 35 | 2.99 | 35
| 14 x 100 - 108 | 14 |  | 20 | 5 | 01661420L5 | 35 | 2.81 | 35
| 14 x 109 - 118 | 14 |  | 22 | 5 | 01661422L5 | 38.5 | 3.02 | 38.5
| 14 x 119 - 128 | 14 |  | 24 | 5 | 01661424L5 | 42 | 3.58 | 42
| 14 x 125 - 133 | 14 |  | 25 | 5 | 01661425L5 | 43.75 | 3.73 | 43.75
| 14 x 132 - 142 | 14 |  | 22 | 6 | 01661422L6 | 46.2 | 3.63 | 46.2
| 14 x 143 - 154 | 14 |  | 24 | 6 | 01661424L6 | 50.4 | 4.3 | 50.4
| 14 x 150 - 160 | 14 |  | 25 | 6 | 01661425L6 | 52.5 | 4.48 | 52.5
| 14 x 160 - 174 | 14 |  | 20 | 8 | 01661420L8 | 56 | 4.49 | 56
| 14 x 168 - 180 | 14 |  | 24 | 7 | 01661424L7 | 58.8 | 5.01 | 58.8
| 14 x 175 - 187 | 14 |  | 25 | 7 | 01661425L7 | 61.25 | 5.23 | 61.25
| 14 x 176 - 190 | 14 |  | 22 | 8 | 01661422L8 | 61.6 | 4.83 | 61.6
LINK FILTERS - SERIES 66
Panel
| Nominal Size | Height |  | Width | # of Panels | Part # | List Price | Link Wt | Net Price
| 14 x 360 - 389 | 14 |  | 15 | 24 | 01661415L24 | 126 | 10.7 | 126
| 14 x 384 - 415 | 14 |  | 16 | 24 | 01661416L24 | 134.4 | 11.2 | 134.4
| 14 x 432 - 467 | 14 |  | 18 | 24 | 01661418L24 | 151.2 | 12.84 | 151.2
| 14 x 480 - 518 | 14 |  | 20 | 24 | 01661420L24 | 168 | 13.44 | 168
| 14 x 528 - 570 | 14 |  | 22 | 24 | 01661422L24 | 184.8 | 14.5 | 184.8
| 14 x 576 - 622 | 14 |  | 24 | 24 | 01661424L24 | 201.6 | 17.16 | 201.6
| 14 x 600 - 648 | 14 |  | 25 | 24 | 01661425L24 | 210 | 17.88 | 210
| 16 x 30 - 32 | 16 |  | 15 | 2 | 01661615L2 | 12.1535 | 1.07 | 12.15
| 16 x 32 - 34 | 16 |  | 16 | 2 | 01661616L2 | 12.1535 | 1.09 | 12.15
| 16 x 35 - 38 | 16 |  | 18 | 2 | 01661618L2 | 12.1535 | 1.15 | 12.15
| 16 x 39 - 42 | 16 |  | 20 | 2 | 01661620L2 | 12.1535 | 1.21 | 12.15
| 16 x 43 - 46 | 16 |  | 22 | 2 | 01661622L2 | 14.1927 | 1.46 | 14.19
| 16 x 47 - 50 | 16 |  | 24 | 2 | 01661624L2 | 14.1927 | 1.52 | 14.19
| 16 x 50 - 52 | 16 |  | 25 | 2 | 01661625L2 | 14.1927 | 1.55 | 14.19
| 16 x 53 - 58 | 16 |  | 18 | 3 | 01661618L3 | 18.2201 | 1.72 | 18.22
| 16 x 59 - 64 | 16 |  | 20 | 3 | 01661620L3 | 18.2201 | 1.81 | 18.22
| 16 x 65 - 70 | 16 |  | 22 | 3 | 01661622L3 | 21.2687 | 2.19 | 21.27
| 16 x 71 - 76 | 16 |  | 24 | 3 | 01661624L3 | 21.2687 | 2.28 | 21.27
| 16 x 75 - 79 | 16 |  | 25 | 3 | 01661625L3 | 21.2687 | 2.33 | 21.27
| 16 x 80 - 86 | 16 |  | 20 | 4 | 01661620L4 | 24.2969 | 2.41 | 24.3
| 16 x 87 - 94 | 16 |  | 22 | 4 | 01661622L4 | 28.365 | 2.92 | 28.37
| 16 x 95 - 102 | 16 |  | 24 | 4 | 01661624L4 | 28.365 | 3.04 | 28.37
| 16 x 100 - 106 | 16 |  | 25 | 4 | 01661625L4 | 28.365 | 3.1 | 28.37
| 16 x 100 - 108 | 16 |  | 20 | 5 | 01661620L5 | 28.8 | 3.01 | 28.8
| 16 x 109 - 118 | 16 |  | 22 | 5 | 01661622L5 | 35.4512 | 3.65 | 35.45
| 16 x 119 - 128 | 16 |  | 24 | 5 | 01661624L5 | 35.4512 | 3.8 | 35.45
| 16 x 125 - 133 | 16 |  | 25 | 5 | 01661625L5 | 35.4512 | 3.88 | 35.45
| 16 x 132 - 142 | 16 |  | 22 | 6 | 01661622L6 | 42.5476 | 4.38 | 42.55
| 16 x 143 - 154 | 16 |  | 24 | 6 | 01661624L6 | 41.472 | 4.56 | 41.47
| 16 x 150 - 160 | 16 |  | 25 | 6 | 01661625L6 | 42.5476 | 4.65 | 42.55
| 16 x 160 - 174 | 16 |  | 20 | 8 | 01661620L8 | 46.08 | 4.82 | 46.08
| 16 x 168 - 180 | 16 |  | 24 | 7 | 01661624L7 | 48.384 | 5.32 | 48.38
| 16 x 175 - 187 | 16 |  | 25 | 7 | 01661625L7 | 50.4 | 5.43 | 50.4
| 16 x 176 - 190 | 16 |  | 22 | 8 | 01661622L8 | 50.688 | 5.84 | 50.69
| 16 x 360 - 389 | 16 |  | 15 | 24 | 01661615L24 | 103.68 | 12 | 103.68
| 16 x 384 - 415 | 16 |  | 16 | 24 | 01661616L24 | 156.7317 | 13.08 | 156.73
| 16 x 432 - 467 | 16 |  | 18 | 24 | 01661618L24 | 124.416 | 13.8 | 124.42
| 16 x 480 - 518 | 16 |  | 20 | 24 | 01661620L24 | 145.7609 | 14.52 | 145.76
| 16 x 528 - 570 | 16 |  | 22 | 24 | 01661622L24 | 152.064 | 17.52 | 152.06
| 16 x 576 - 622 | 16 |  | 24 | 24 | 01661624L24 | 165.888 | 18.24 | 165.89
| 16 x 600 - 648 | 16 |  | 25 | 24 | 01661625L24 | 170.1801 | 18.6 | 170.18
| 18 x 30 - 32 | 18 |  | 15 | 2 | 01661815L2 | 9.72 | 1.15 | 9.72
| 18 x 32 - 34 | 18 |  | 16 | 2 | 01661816L2 | 10.368 | 1.15 | 10.37
| 18 x 35 - 38 | 18 |  | 18 | 2 | 01661818L2 | 11.664 | 1.23 | 11.66
| 18 x 39 - 42 | 18 |  | 20 | 2 | 01661820L2 | 14.1927 | 1.29 | 14.19
| 18 x 43 - 46 | 18 |  | 22 | 2 | 01661822L2 | 14.256 | 1.56 | 14.26
| 18 x 47 - 50 | 18 |  | 24 | 2 | 01661824L2 | 16.2625 | 1.62 | 16.26
| 18 x 50 - 52 | 18 |  | 25 | 2 | 01661825L2 | 16.2 | 1.66 | 16.2
| 18 x 53 - 58 | 18 |  | 18 | 3 | 01661818L3 | 21.2687 | 1.84 | 21.27
| 18 x 59 - 64 | 18 |  | 20 | 3 | 01661820L3 | 21.2687 | 1.93 | 21.27
| 18 x 65 - 70 | 18 |  | 22 | 3 | 01661822L3 | 21.384 | 2.34 | 21.38
| 18 x 71 - 76 | 18 |  | 24 | 3 | 01661824L3 | 23.328 | 2.44 | 23.33
| 18 x 75 - 79 | 18 |  | 25 | 3 | 01661825L3 | 24.3 | 2.48 | 24.3
LINK FILTERS - SERIES 66
Panel
| Nominal Size | Height |  | Width | # of Panels | Part # | List Price | Link Wt | Net Price
| 18 x 80 - 86 | 18 |  | 20 | 4 | 01661820L4 | 25.92 | 2.58 | 25.92
| 18 x 87 - 94 | 18 |  | 22 | 4 | 01661822L4 | 28.512 | 3.12 | 28.51
| 18 x 95 - 102 | 18 |  | 24 | 4 | 01661824L4 | 32.5556 | 3.25 | 32.56
| 18 x 100 - 106 | 18 |  | 25 | 4 | 01661825L4 | 32.4 | 3.31 | 32.4
| 18 x 100 - 108 | 18 |  | 20 | 5 | 01661820L5 | 32.4 | 3.22 | 32.4
| 18 x 109 - 118 | 18 |  | 22 | 5 | 01661822L5 | 35.64 | 3.9 | 35.64
| 18 x 119 - 128 | 18 |  | 24 | 5 | 01661824L5 | 38.88 | 4.06 | 38.88
| 18 x 125 - 133 | 18 |  | 25 | 5 | 01661825L5 | 40.5 | 4.14 | 40.5
| 18 x 132 - 142 | 18 |  | 22 | 6 | 01661822L6 | 42.768 | 4.69 | 42.77
| 18 x 143 - 154 | 18 |  | 24 | 6 | 01661824L6 | 46.656 | 4.87 | 46.66
| 18 x 150 - 160 | 18 |  | 25 | 6 | 01661825L6 | 48.6 | 4.97 | 48.6
| 18 x 160 - 174 | 18 |  | 20 | 8 | 01661820L8 | 51.84 | 5.15 | 51.84
| 18 x 168 - 180 | 18 |  | 24 | 7 | 01661824L7 | 54.432 | 5.69 | 54.43
| 18 x 175 - 187 | 18 |  | 25 | 7 | 01661825L7 | 56.7 | 5.8 | 56.7
| 18 x 176 - 190 | 18 |  | 22 | 8 | 01661822L8 | 57.024 | 6.25 | 57.02
| 18 x 360 - 389 | 18 |  | 15 | 24 | 01661815L24 | 116.64 | 13.8 | 116.64
| 18 x 384 - 415 | 18 |  | 16 | 24 | 01661816L24 | 124.416 | 13.8 | 124.42
| 18 x 432 - 467 | 18 |  | 18 | 24 | 01661818L24 | 139.968 | 14.76 | 139.97
| 18 x 480 - 518 | 18 |  | 20 | 24 | 01661820L24 | 155.52 | 15.48 | 155.52
| 18 x 528 - 570 | 18 |  | 22 | 24 | 01661822L24 | 171.072 | 18.72 | 171.07
| 18 x 576 - 622 | 18 |  | 24 | 24 | 01661824L24 | 186.624 | 19.44 | 186.62
| 18 x 600 - 648 | 18 |  | 25 | 24 | 01661825L24 | 194.4 | 19.92 | 194.4
| 20 x 30 - 32 | 20 |  | 15 | 2 | 01662015L2 | 12.1535 | 1.2 | 12.15
| 20 x 32 - 34 | 20 |  | 16 | 2 | 01662016L2 | 14.1925 | 1.21 | 14.19
| 20 x 35 - 38 | 20 |  | 18 | 2 | 01662018L2 | 14.1927 | 1.29 | 14.19
| 20 x 39 - 42 | 20 |  | 20 | 2 | 01662020L2 | 14.1927 | 1.37 | 14.19
| 20 x 43 - 46 | 20 |  | 22 | 2 | 01662022L2 | 16.2625 | 1.67 | 16.26
| 20 x 47 - 50 | 20 |  | 24 | 2 | 01662024L2 | 16.2625 | 1.73 | 16.26
| 20 x 50 - 52 | 20 |  | 25 | 2 | 01662025L2 | 16.2625 | 1.76 | 16.26
| 20 x 53 - 58 | 20 |  | 18 | 3 | 01662018L3 | 21.2687 | 1.93 | 21.27
| 20 x 59 - 64 | 20 |  | 20 | 3 | 01662020L3 | 21.2687 | 2.06 | 21.27
| 20 x 65 - 70 | 20 |  | 22 | 3 | 01662022L3 | 24.4192 | 2.5 | 24.42
| 20 x 71 - 76 | 20 |  | 24 | 3 | 01662024L3 | 24.4192 | 2.59 | 24.42
| 20 x 75 - 79 | 20 |  | 25 | 3 | 01662025L3 | 24.4192 | 2.64 | 24.42
| 20 x 80 - 86 | 20 |  | 20 | 4 | 01662020L4 | 28.365 | 2.74 | 28.37
| 20 x 87 - 94 | 20 |  | 22 | 4 | 01662022L4 | 32.5556 | 3.34 | 32.56
| 20 x 95 - 102 | 20 |  | 24 | 4 | 01662024L4 | 32.5556 | 3.46 | 32.56
| 20 x 100 - 106 | 20 |  | 25 | 4 | 01662025L4 | 32.5556 | 3.52 | 32.56
| 20 x 100 - 108 | 20 |  | 20 | 5 | 01662020L5 | 35.4512 | 3.43 | 35.45
| 20 x 109 - 118 | 20 |  | 22 | 5 | 01662022L5 | 40.6817 | 4.17 | 40.68
| 20 x 119 - 128 | 20 |  | 24 | 5 | 01662024L5 | 40.6817 | 4.32 | 40.68
| 20 x 125 - 133 | 20 |  | 25 | 5 | 01662025L5 | 40.6817 | 4.41 | 40.68
| 20 x 132 - 142 | 20 |  | 22 | 6 | 01662022L6 | 48.8079 | 5 | 48.81
| 20 x 143 - 154 | 20 |  | 24 | 6 | 01662024L6 | 48.8079 | 5.19 | 48.81
| 20 x 150 - 160 | 20 |  | 25 | 6 | 01662025L6 | 48.8079 | 5.29 | 48.81
| 20 x 160 - 174 | 20 |  | 20 | 8 | 01662020L8 | 57.6 | 5.48 | 57.6
| 20 x 168 - 180 | 20 |  | 24 | 7 | 01662024L7 | 56.9442 | 6.05 | 56.94
| 20 x 175 - 187 | 20 |  | 25 | 7 | 01662025L7 | 63 | 6.17 | 63
| 20 x 176 - 190 | 20 |  | 22 | 8 | 01662022L8 | 63.36 | 6.67 | 63.36
| 20 x 360 - 389 | 20 |  | 15 | 24 | 01662015L24 | 129.6 | 14.4 | 129.6
| 20 x 384 - 415 | 20 |  | 16 | 24 | 01662016L24 | 168.5244 | 14.52 | 168.52
| 20 x 432 - 467 | 20 |  | 18 | 24 | 01662018L24 | 155.52 | 15.48 | 155.52
LINK FILTERS - SERIES 66
Panel
| Nominal Size | Height |  | Width | # of Panels | Part # | List Price | Link Wt | Net Price
| 20 x 480 - 518 | 20 |  | 20 | 24 | 01662020L24 | 169.8912 | 16.44 | 169.89
| 20 x 528 - 570 | 20 |  | 22 | 24 | 01662022L24 | 190.08 | 20.04 | 190.08
| 20 x 576 - 622 | 20 |  | 24 | 24 | 01662024L24 | 195.1056 | 20.76 | 195.11
| 20 x 600 - 648 | 20 |  | 25 | 24 | 01662025L24 | 212.2416 | 21.12 | 212.24
| 24 x 30 - 32 | 24 |  | 15 | 2 | 01662415L2 | 12.96 | 1.5 | 12.96
| 24 x 32 - 34 | 24 |  | 16 | 2 | 01662416L2 | 13.824 | 1.52 | 13.82
| 24 x 35 - 38 | 24 |  | 18 | 2 | 01662418L2 | 16.2625 | 1.62 | 16.26
| 24 x 39 - 42 | 24 |  | 20 | 2 | 01662420L2 | 17.28 | 1.73 | 17.28
| 24 x 43 - 46 | 24 |  | 22 | 2 | 01662422L2 | 16.9354 | 1.95 | 16.94
| 24 x 47 - 50 | 24 |  | 24 | 2 | 01662424L2 | 16.9354 | 2.02 | 16.94
| 24 x 50 - 52 | 24 |  | 25 | 2 | 01662425L2 | 21.6 | 2.14 | 21.6
| 24 x 53 - 58 | 24 |  | 18 | 3 | 01662418L3 | 24.4192 | 2.44 | 24.42
| 24 x 59 - 64 | 24 |  | 20 | 3 | 01662420L3 | 24.4192 | 2.59 | 24.42
| 24 x 65 - 70 | 24 |  | 22 | 3 | 01662422L3 | 28.512 | 2.92 | 28.51
| 24 x 71 - 76 | 24 |  | 24 | 3 | 01662424L3 | 25.3776 | 3.03 | 25.38
| 24 x 75 - 79 | 24 |  | 25 | 3 | 01662425L3 | 25.3815 | 3.2 | 25.38
| 24 x 80 - 86 | 24 |  | 20 | 4 | 01662420L4 | 32.5556 | 3.46 | 32.56
| 24 x 87 - 94 | 24 |  | 22 | 4 | 01662422L4 | 33.8505 | 3.89 | 33.85
| 24 x 95 - 102 | 24 |  | 24 | 4 | 01662424L4 | 33.8505 | 4.04 | 33.85
| 24 x 100 - 106 | 24 |  | 25 | 4 | 01662425L4 | 43.2 | 4.27 | 43.2
| 24 x 100 - 108 | 24 |  | 20 | 5 | 01662420L5 | 43.2 | 4.32 | 43.2
| 24 x 109 - 118 | 24 |  | 22 | 5 | 01662422L5 | 42.3029 | 4.87 | 42.3
| 24 x 120 - 128 | 24 |  | 24 | 5 | 01662424L5 | 42.3029 | 5.05 | 42.3
| 24 x 125 - 133 | 24 |  | 25 | 5 | 01662425L5 | 50.7629 | 5.34 | 50.76
| 24 x 131 - 142 | 24 |  | 22 | 6 | 01662422L6 | 50.7553 | 5.84 | 50.76
| 24 x 144 - 154 | 24 |  | 24 | 6 | 01662424L6 | 50.7655 | 6.06 | 50.77
| 24 x 150 - 160 | 24 |  | 25 | 6 | 01662425L6 | 64.8 | 6.41 | 64.8
| 24 x 160 - 174 | 24 |  | 20 | 8 | 01662420L8 | 69.12 | 6.91 | 69.12
| 24 x 168 - 180 | 24 |  | 24 | 7 | 01662424L7 | 50.7553 | 7.06 | 50.76
| 24 x 175 - 187 | 24 |  | 25 | 7 | 01662425L7 | 75.6 | 7.48 | 75.6
| 24 x 176 - 190 | 24 |  | 22 | 8 | 01662422L8 | 76.032 | 7.79 | 76.03
| 24 x 360 - 389 | 24 |  | 15 | 24 | 01662415L24 | 155.52 | 18.24 | 155.52
| 24 x 384 - 415 | 24 |  | 16 | 24 | 01662416L24 | 170.1801 | 18.24 | 170.18
| 24 x 432 - 467 | 24 |  | 18 | 24 | 01662418L24 | 186.624 | 19.44 | 186.62
| 24 x 480 - 518 | 24 |  | 20 | 24 | 01662420L24 | 195.2621 | 20.76 | 195.26
| 24 x 528 - 570 | 24 |  | 22 | 24 | 01662422L24 | 228.096 | 23.4 | 228.1
| 24 x 576 - 622 | 24 |  | 24 | 24 | 01662424L24 | 203.0517 | 24.24 | 203.05
| 24 x 600 - 648 | 24 |  | 25 | 24 | 01662425L24 | 259.2 | 25.68 | 259.2
| 25 x 30 - 32 | 25 |  | 15 | 2 | 01662515L2 | 14.1825 | 1.55 | 14.18
| 25 x 32 - 34 | 25 |  | 16 | 2 | 01662516L2 | 16.8445 | 1.55 | 16.84
| 25 x 35 - 38 | 25 |  | 18 | 2 | 01662518L2 | 16.2 | 1.66 | 16.2
| 25 x 39 - 42 | 25 |  | 20 | 2 | 01662520L2 | 16.2718 | 1.76 | 16.27
| 25 x 44 - 46 | 25 |  | 22 | 2 | 01662522L2 | 19.153 | 2 | 19.15
| 25 x 47 - 50 | 25 |  | 24 | 2 | 01662524L2 | 22.6731 | 2.14 | 22.67
| 25 x 50 - 52 | 25 |  | 25 | 2 | 01662525L2 | 19.1536 | 2.2 | 19.15
| 25 x 53 - 58 | 25 |  | 18 | 3 | 01662518L3 | 24.4078 | 2.48 | 24.41
| 25 x 59 - 64 | 25 |  | 20 | 3 | 01662520L3 | 28.7321 | 2.64 | 28.73
| 25 x 65 - 70 | 25 |  | 22 | 3 | 01662522L3 | 29.7 | 3 | 29.7
| 25 x 71 - 76 | 25 |  | 24 | 3 | 01662524L3 | 32.4 | 3.2 | 32.4
| 25 x 75 - 79 | 25 |  | 25 | 3 | 01662525L3 | 28.7293 | 3.2 | 28.73
| 25 x 80 - 86 | 25 |  | 20 | 4 | 01662520L4 | 38.3061 | 3.52 | 38.31
LINK FILTERS - SERIES 66
Panel
| Nominal Size | Height |  | Width | # of Panels | Part # | List Price | Link Wt | Net Price
| 25 x 87 - 94 | 25 |  | 22 | 4 | 01662522L4 | 38.3061 | 3.99 | 38.31
| 25 x 95 - 102 | 25 |  | 24 | 4 | 01662524L4 | 38.3061 | 4.27 | 38.31
| 25 x 100 - 106 | 25 |  | 25 | 4 | 01662525L4 | 38.3061 | 4.27 | 38.31
| 25 x 100 - 108 | 25 |  | 20 | 5 | 01662520L5 | 57.4591 | 4.41 | 57.46
| 25 x 109 - 118 | 25 |  | 22 | 5 | 01662522L5 | 47.8829 | 4.99 | 47.88
| 25 x 120 - 128 | 25 |  | 24 | 5 | 01662524L5 | 47.8829 | 5.34 | 47.88
| 25 x 125 - 133 | 25 |  | 25 | 5 | 01662525L5 | 47.8829 | 5.34 | 47.88 |  |  |  | Back to Table of Contents
| 25 x 132 - 142 | 25 |  | 22 | 6 | 01662522L6 | 59.4 | 5.99 | 59.4
| 25 x 144 - 154 | 25 |  | 24 | 6 | 01662524L6 | 57.4597 | 6.41 | 57.46
| 25 x 150 - 160 | 25 |  | 25 | 6 | 01662525L6 | 57.4597 | 6.41 | 57.46
| 25 x 160 - 174 | 25 |  | 20 | 8 | 01662520L8 | 72 | 7.06 | 72
| 25 x 168 - 180 | 25 |  | 24 | 7 | 01662524L7 | 75.6 | 7.48 | 75.6
| 25 x 175 - 187 | 25 |  | 25 | 7 | 01662525L7 | 78.75 | 7.48 | 78.75
| 25 x 176 - 190 | 25 |  | 22 | 8 | 01662522L8 | 79.2 | 7.99 | 79.2
| 25 x 360 - 389 | 25 |  | 15 | 24 | 01662515L24 | 162 | 18.6 | 162
| 25 x 384 - 415 | 25 |  | 16 | 24 | 01662516L24 | 170.1801 | 18.6 | 170.18
| 25 x 432 - 467 | 25 |  | 18 | 24 | 01662518L24 | 194.4 | 19.92 | 194.4
| 25 x 480 - 518 | 25 |  | 20 | 24 | 01662520L24 | 195.2621 | 21.12 | 195.26
| 25 x 528 - 570 | 25 |  | 22 | 24 | 01662522L24 | 237.6 | 24 | 237.6
| 25 x 576 - 622 | 25 |  | 24 | 24 | 01662524L24 | 259.2 | 25.68 | 259.2
| 25 x 600 - 648 | 25 |  | 25 | 24 | 01662525L24 | 270 | 26.4 | 270
Links Case Pack Quantities
| # of Linked Panels per Unit | Total Links Per case | # of Linked Units per Box |  |  | # of Linked Panels per Unit | Total Links Per case | # of Linked Units per Box
| 2 | 24 | 12 |  |  | 7 | 21 | 3
| 3 | 24 | 8 |  |  | 8 | 24 | 3
| 4 | 24 | 6 |  |  | 9 | 18 | 2
| 5 | 20 | 4 |  |  | 12 | 24 | 2
| 6 | 24 | 4 |  |  | 24 | 24 | 1
SERIES 66
MERV 9 - Antimicrobial- 3-Ply
Orange/White - Downstream Tack - Wire Frame
SERIES 66
MERV 9 - Antimicrobial- 3-Ply
Orange/White - Downstream Tack - Wire Frame
SERIES 66
MERV 9 - Antimicrobial- 3-Ply
Orange/White - Downstream Tack - Wire Frame

## SER 1010 PNLs LNKs
Prices subject to change without notice
Phone: 800-537-5454 |  |  |  |  | Multiplier |  | finishing-inquiry@filtrationgroup.com
Fax: 262-657-2210 |  |  |  |  | 1 |  | finishingorders@filtrationgroup.com
PANEL FILTERS - SERIES 1010
| Nominal Size | Part # |  |  | List Price | Case Qty | Shipping Wt. | Net Price |  |  |  | Back to Table of Contents
| 10x20 | 0110101020 |  |  | 4.6306 | 24 | 23.03 | 4.63
| 12x12 | 0110101212 |  |  | 3.3341 | 24 | 19.83 | 3.33
| 12x16 | 0110101216 |  |  | 4.4454 | 24 | 22.42 | 4.45
| 12x20 | 0110101220 |  |  | 5.5568 | 24 | 24.99 | 5.56
| 12x24 | 0110101224 |  |  | 6.6681 | 24 | 31.46 | 6.67
| 12x25 | 0110101225 |  |  | 6.946 | 24 | 31.46 | 6.95
| 14x16 | 0110101416 |  |  | 5.1863 | 24 | 11.5 | 5.19
| 14x20 | 0110101420 |  |  | 6.4829 | 24 | 13.48 | 6.48
| 14x25 | 0110101425 |  |  | 8.1036 | 24 | 17.92 | 8.1
| 14x30 | 0110101430 |  |  | 9.7244 | 24 | 16.5 | 9.72
| 15x20 | 0110101520 |  |  | 6.946 | 24 | 13.97 | 6.95
| 15x25 | 0110101525 |  |  | 8.6825 | 24 | 18.6 | 8.68
| 15x30 | 0110101530 |  |  | 10.419 | 24 | 20.4 | 10.42
| 16x16 | 0110101616 |  |  | 4.8889 | 24 | 13.04 | 4.89
| 16x18 | 0110101618 |  |  | 5.5 | 24 | 13.8 | 5.5
| 16x20 | 0110101620 |  |  | 6.1111 | 24 | 14.47 | 6.11
| 16x22 | 0110101622 |  |  | 6.7222 | 24 | 17.52 | 6.72
| 16x24 | 0110101624 |  |  | 7.7999 | 24 | 18.24 | 7.8
| 16x25 | 0110101625 |  |  | 7.7999 | 24 | 18.6 | 7.8
| 16x30 | 0110101630 |  |  | 9.1667 | 24 | 21.8 | 9.17
| 18x20 | 0110101820 |  |  | 6.875 | 24 | 15.46 | 6.88
| 18x22 | 0110101822 |  |  | 7.5625 | 24 | 18.74 | 7.56
| 18x24 | 0110101824 |  |  | 8.9622 | 24 | 19.5 | 8.96
| 18x25 | 0110101825 |  |  | 8.5938 | 24 | 19.87 | 8.59
| 20x20 | 0110102020 |  |  | 7.7999 | 24 | 17.07 | 7.8
| 20x22 | 0110102022 |  |  | 8.4028 | 24 | 20.01 | 8.4
| 20x24 | 0110102024 |  |  | 8.9622 | 24 | 20.75 | 8.96
| 20x25 | 0110102025 |  |  | 8.9622 | 24 | 21.15 | 8.96
| 20x30 | 0110102030 |  |  | 11.4583 | 24 | 21.3 | 11.46
| 24x22 | 0110102422 |  |  | 10.0833 | 24 | 23.4 | 10.08
| 24x24 | 0110102424 |  |  | 10.0124 | 24 | 24.22 | 10.01
| 24x30 | 0110102430 |  |  | 13.75 | 24 | 26.2 | 13.75
| 25x22 | 0110102522 |  |  | 10.5035 | 24 | 24 | 10.5
| 25x24 | 0110102524 |  |  | 11.4583 | 24 | 25.29 | 11.46
| 25x25 | 0110102525 |  |  | 11.9358 | 24 | 25.29 | 11.94
SPECIAL SIZE PANEL FILTERS - SERIES 1010
The internal wire frame used in standard panels are manufactured to the nominal size of the filter LESS 1/2".
Please specify if exact size is needed when ordering.
For example, the actual dimension of the wire frame for a 20x20, 4-ply panel, part #0110102020
is 19 1/2 x 19 1/2; a 1/2" smaller than both nominal dimensions
PANEL SIZE
Minimum size - 6x6
Maximum size - 25x50
SPECIAL SIZE PANEL
The internal wire frame used in special size filters are manufactured to the nominal size of the filter LESS 1/2".
Please specify if exact size is needed when ordering.
Face Area
|  | (Square Inches) |  |  | List Price | Net Price
|  | 0- |  | 349 | 10.15 | 10.15
|  | 350- |  | 399 | 11.64 | 11.64
|  | 400- |  | 449 | 13.1 | 13.1
|  | 450- |  | 500 | 14.58 | 14.58
|  | 501- |  | 549 | 16.03 | 16.03
|  | 550- |  | 600 | 17.46 | 17.46
|  | 601- |  | 649 | 18.94 | 18.94
|  | 650- |  | 700 | 20.39 | 20.39
|  | 701- |  | 749 | 21.21 | 21.21
|  | 750- |  | 800 | 23.33 | 23.33
|  | 801- |  | 849 | 24.74 | 24.74
|  | 850- |  | 900 | 26.24 | 26.24
|  | 901- |  | 949 | 27.68 | 27.68
|  | 950- |  | 999 | 29.15 | 29.15
|  | 1000- |  | 1299 | 32.15 | 32.15
|  | 1300- |  | 1499 | 34.81 | 34.81
|  | 1500+ |  |  | Contact Factory
Special Minimum Order Quantity: Pricing based on a minimum of 24 panels per size.
When a special size panel has both dimensions greater than 25” or one dimension
longer than 48” a $5.00 oversized box charge will apply for every 24 panels of that size.
[19 empty] | Panel Special Configurator | [5 empty] | 0.125
[19 empty] | Height |  | Width | List Price | Net Price | Oversize Fee* | 0.25
[19 empty] | #REF! |  | #REF! | #VALUE! | #VALUE! | #REF! | 0.375
0.5
[19 empty] | Link Special Configurator | [5 empty] | 0.625
[20 empty] | Height |  | Width |  | Panel List Price | 0.75
[20 empty] | 0 |  | 0 |  | #VALUE! | 0.875
Contact Customer Care at 800-537-5454 for additional sizes and information.
[9 empty] | Prices subject to change without notice | [7 empty] | Prices subject to change without notice
Phone: 800-537-5454 |  |  |  |  | Multiplier |  | hvac.filtrationgroup.com |  |  | Phone: 800-537-5454
Fax: 262-657-2210 |  |  |  |  | 1 |  | cc-orders@filtrationgroup.com |  |  | Fax: 262-657-2210
| LINK FILTERS - SERIES 1010 | [9 empty] | SPECIAL SIZE LINK FILTERS - SERIES 1010
Panel
| Nominal Size | Height |  | Width | # of Panels | Part # | List Price | Link Wt | Net Price
The internal wire frame used in standard links are manufactured to the nominal size of the filter LESS 1/2".
| 10 x 30 - 32 | 10 |  | 15 | 2 | 0110101015L2 | 6.946 | 0.85 | 6.95 |  | Please specify if exact size is needed when ordering.
| 10 x 32 - 34 | 10 |  | 16 | 2 | 0110101016L2 | 7.409 | 0.89 | 7.41 | [8 empty] | Back to Table of Contents
| 10 x 35 - 38 | 10 |  | 18 | 2 | 0110101018L2 | 8.3352 | 0.94 | 8.34 |  | PANEL SIZE | Maximum panel size in link form - 25x25
| 10 x 39 - 42 | 10 |  | 20 | 2 | 0110101020L2 | 9.2613 | 0.96 | 9.26
| 10 x 43 - 46 | 10 |  | 22 | 2 | 0110101022L2 | 10.1874 | 1.17 | 10.19 |  | SPECIAL SIZE LINK FILTER
| 10 x 47 - 50 | 10 |  | 24 | 2 | 0110101024L2 | 11.1136 | 1.21 | 11.11
| 10 x 50 - 52 | 10 |  | 25 | 2 | 0110101025L2 | 11.5766 | 1.25 | 11.58 |  | If links are to be constructed from standard size panels, take panel list price and multiply by number
| 10 x 53 - 58 | 10 |  | 18 | 3 | 0110101018L3 | 12.5027 | 1.41 | 12.5 |  | of panels to make up link.
| 10 x 59 - 64 | 10 |  | 20 | 3 | 0110101020L3 | 13.8919 | 1.59 | 13.89
| 10 x 65 - 70 | 10 |  | 22 | 3 | 0110101022L3 | 15.2811 | 1.76 | 15.28 |  | If panels size is not in the standard listing, use Special Size instructions below.
| 10 x 71 - 76 | 10 |  | 24 | 3 | 0110101024L3 | 16.6703 | 1.81 | 16.67
| 10 x 75 - 79 | 10 |  | 25 | 3 | 0110101025L3 | 17.3649 | 1.87 | 17.36 |  | The internal wire frame used in special size links are manufactured to the nominal size of the filter LESS 1/2".
| 10 x 80 - 86 | 10 |  | 20 | 4 | 0110101020L4 | 18.5226 | 2.11 | 18.52 |  | Please specify if exact size is needed when ordering.
| 10 x 87 - 94 | 10 |  | 22 | 4 | 0110101022L4 | 20.3748 | 2.34 | 20.37
| 10 x 95 - 102 | 10 |  | 24 | 4 | 0110101024L4 | 22.2271 | 2.41 | 22.23 |  |  | Face Area
| 10 x 100 - 106 | 10 |  | 25 | 4 | 0110101025L4 | 23.1532 | 2.5 | 23.15 |  |  | (Square Inches) |  |  | List Price | Net Price
| 10 x 105 - 108 | 10 |  | 20 | 5 | 0110101020L5 | 23.1532 | 2.64 | 23.15 |  |  | 0- |  | 349 | 10.15 | 10.15
| 10 x 109 - 118 | 10 |  | 22 | 5 | 0110101022L5 | 25.4686 | 2.93 | 25.47 |  |  | 350- |  | 399 | 11.64 | 11.64
| 10 x 119 - 128 | 10 |  | 24 | 5 | 0110101024L5 | 27.7839 | 3.02 | 27.78 |  |  | 400- |  | 449 | 13.1 | 13.1
| 10 x 125 - 133 | 10 |  | 25 | 5 | 0110101025L5 | 28.9415 | 3.12 | 28.94 |  |  | 450- |  | 500 | 14.58 | 14.58
| 10 x 132 - 142 | 10 |  | 22 | 6 | 0110101022L6 | 30.5623 | 3.52 | 30.56 |  |  | 501- |  | 549 | 16.03 | 16.03
| 10 x 143 - 154 | 10 |  | 24 | 6 | 0110101024L6 | 33.3407 | 3.62 | 33.34 |  |  | 550- |  | 600 | 17.46 | 17.46
| 10 x 150 - 160 | 10 |  | 25 | 6 | 0110101025L6 | 34.7299 | 3.74 | 34.73 |  |  | 601- |  | 649 | 18.94 | 18.94
| 10 x 160 - 174 | 10 |  | 20 | 8 | 0110101020L8 | 37.0452 | 4.23 | 37.05 |  |  | 650- |  | 700 | 20.39 | 20.39
| 10 x 168 - 180 | 10 |  | 24 | 7 | 0110101024L7 | 38.8974 | 4.24 | 38.9 |  |  | 701- |  | 749 | 21.21 | 21.21
| 10 x 175 - 187 | 10 |  | 25 | 7 | 0110101025L7 | 40.5182 | 4.37 | 40.52 |  |  | 750- |  | 800 | 23.33 | 23.33
| 10 x 176 - 190 | 10 |  | 22 | 8 | 0110101022L8 | 40.7497 | 4.69 | 40.75 |  |  | 801- |  | 849 | 24.74 | 24.74
| 10 x 360 - 389 | 10 |  | 15 | 24 | 0110101015L24 | 83.3516 | 10.2 | 83.35 |  |  | 850- |  | 900 | 26.24 | 26.24
| 10 x 384 - 415 | 10 |  | 16 | 24 | 0110101016L24 | 88.9084 | 10.68 | 88.91 |  |  | 901- |  | 949 | 27.68 | 27.68
| 10 x 432 - 467 | 10 |  | 18 | 24 | 0110101018L24 | 100.022 | 11.28 | 100.02 |  |  | 950- |  | 999 | 29.15 | 29.15
| 10 x 480 - 518 | 10 |  | 20 | 24 | 0110101020L24 | 111.1355 | 11.51 | 111.14 |  |  | 1000- |  | 1299 | 32.15 | 32.15
| 10 x 528 - 570 | 10 |  | 22 | 24 | 0110101022L24 | 122.2491 | 14.04 | 122.25 |  |  | 1300- |  | 1499 | 34.81 | 34.81
| 10 x 576 - 622 | 10 |  | 24 | 24 | 0110101024L24 | 133.3626 | 14.52 | 133.36 |  |  | 1500+ |  |  | Contact Factory
| 10 x 600 - 648 | 10 |  | 25 | 24 | 0110101025L24 | 138.9194 | 15 | 138.92
Special Minimum Order Quantity: Pricing based on a minimum of 12 panels linked per size.
| 12 x 30 - 32 | 12 |  | 15 | 2 | 0110101215L2 | 8.3352 | 0.93 | 8.34
| 12 x 32 - 34 | 12 |  | 16 | 2 | 0110101216L2 | 8.8908 | 0.93 | 8.89
| 12 x 35 - 38 | 12 |  | 18 | 2 | 0110101218L2 | 10.0022 | 0.99 | 10
| 12 x 39 - 42 | 12 |  | 20 | 2 | 0110101220L2 | 14.195 | 1.04 | 14.2
| 12 x 43 - 46 | 12 |  | 22 | 2 | 0110101222L2 | 12.2249 | 1.26 | 12.22
| 12 x 47 - 50 | 12 |  | 24 | 2 | 0110101224L2 | 13.3669 | 1.31 | 13.37 |  | Contact Customer Care at 800-537-5454 for additional sizes and information.
| 12 x 50 - 52 | 12 |  | 25 | 2 | 0110101225L2 | 13.8919 | 1.31 | 13.89
| 12 x 53 - 58 | 12 |  | 18 | 3 | 0110101218L3 | 15.0033 | 1.48 | 15
LINK FILTERS - SERIES 1010
Panel
| Nominal Size | Height |  | Width | # of Panels | Part # | List Price | Link Wt | Net Price
| 12 x 59 - 64 | 12 |  | 20 | 3 | 0110101220L3 | 17.0068 | 1.56 | 17.01
| 12 x 65 - 70 | 12 |  | 22 | 3 | 0110101222L3 | 20.0554 | 1.89 | 20.06
| 12 x 71 - 76 | 12 |  | 24 | 3 | 0110101224L3 | 20.0554 | 1.97 | 20.06
| 12 x 75 - 79 | 12 |  | 25 | 3 | 0110101225L3 | 20.8379 | 1.97 | 20.84
| 12 x 80 - 86 | 12 |  | 20 | 4 | 0110101220L4 | 22.2271 | 2.08 | 22.23
| 12 x 87 - 94 | 12 |  | 22 | 4 | 0110101222L4 | 24.4498 | 2.51 | 24.45
| 12 x 95- 102 | 12 |  | 24 | 4 | 0110101224L4 | 26.7337 | 2.62 | 26.73
| 12 x 100 - 106 | 12 |  | 25 | 4 | 0110101225L4 | 27.7839 | 2.62 | 27.78
| 12 x 105 - 108 | 12 |  | 20 | 5 | 0110101220L5 | 27.7839 | 2.6 | 27.78
| 12 x 109 - 118 | 12 |  | 22 | 5 | 0110101222L5 | 30.5623 | 3.14 | 30.56 |  | Minimum Order Quantity: Refer to Link Case Pack Quantity tables above for Minimum Order Quantities (# of Linked Units per Box).
| 12 x 119 - 128 | 12 |  | 24 | 5 | 0110101224L5 | 33.3407 | 3.28 | 33.34
| 12 x 125 - 133 | 12 |  | 25 | 5 | 0110101225L5 | 34.7299 | 3.28 | 34.73
| 12 x 132 - 142 | 12 |  | 22 | 6 | 0110101222L6 | 36.6747 | 3.77 | 36.67
| 12 x 143 - 154 | 12 |  | 24 | 6 | 0110101224L6 | 40.0088 | 3.93 | 40.01
| 12 x 150 - 160 | 12 |  | 25 | 6 | 0110101225L6 | 41.6758 | 3.93 | 41.68
| 12 x 160 - 174 | 12 |  | 20 | 8 | 0110101220L8 | 44.4542 | 4.17 | 44.45
| 12 x 168 - 180 | 12 |  | 24 | 7 | 0110101224L7 | 46.6769 | 4.59 | 46.68
| 12 x 175 - 187 | 12 |  | 25 | 7 | 0110101225L7 | 48.6218 | 4.59 | 48.62
| 12 x 176 - 190 | 12 |  | 22 | 8 | 0110101222L8 | 48.8996 | 5.03 | 48.9
| 12 x 288 - 311 | 12 |  | 12 | 24 | 0110101212L24 | 80.0176 | 9.92 | 80.02
| 12 x 360 - 389 | 12 |  | 15 | 24 | 0110101215L24 | 100.022 | 11.16 | 100.02
| 12 x 384 - 415 | 12 |  | 16 | 24 | 0110101216L24 | 106.6901 | 11.16 | 106.69
| 12 x 432 - 467 | 12 |  | 18 | 24 | 0110101218L24 | 120.0264 | 11.88 | 120.03
| 12 x 480 - 518 | 12 |  | 20 | 24 | 0110101220L24 | 133.3626 | 12.48 | 133.36
| 12 x 528 - 570 | 12 |  | 22 | 24 | 0110101222L24 | 146.6989 | 15.12 | 146.7
| 12 x 576 - 622 | 12 |  | 24 | 24 | 0110101224L24 | 160.0352 | 15.72 | 160.04
| 12 x 600 - 648 | 12 |  | 25 | 24 | 0110101225L24 | 166.7033 | 15.72 | 166.7
| 14 x 30 - 32 | 14 |  | 15 | 2 | 0110101415L2 | 9.7244 | 0.89 | 9.72
| 14 x 32 - 34 | 14 |  | 16 | 2 | 0110101416L2 | 10.3726 | 0.93 | 10.37
| 14 x 35 - 38 | 14 |  | 18 | 2 | 0110101418L2 | 11.6692 | 1.07 | 11.67
| 14 x 39 - 42 | 14 |  | 20 | 2 | 0110101420L2 | 12.9658 | 1.12 | 12.97
| 14 x 43 - 46 | 14 |  | 22 | 2 | 0110101422L2 | 14.2624 | 1.21 | 14.26
| 14 x 47 - 50 | 14 |  | 24 | 2 | 0110101424L2 | 15.559 | 1.43 | 15.56
| 14 x 50 - 52 | 14 |  | 25 | 2 | 0110101425L2 | 16.2073 | 1.49 | 16.21
| 14 x 53 - 58 | 14 |  | 18 | 3 | 0110101418L3 | 17.5038 | 1.6 | 17.5
| 14 x 59 - 64 | 14 |  | 20 | 3 | 0110101420L3 | 19.4487 | 1.69 | 19.45
| 14 x 65 - 70 | 14 |  | 22 | 3 | 0110101422L3 | 21.3936 | 1.81 | 21.39
| 14 x 71 - 76 | 14 |  | 24 | 3 | 0110101424L3 | 23.3385 | 2.15 | 23.34
| 14 x 75 - 79 | 14 |  | 25 | 3 | 0110101425L3 | 24.3109 | 2.24 | 24.31
| 14 x 80 - 86 | 14 |  | 20 | 4 | 0110101420L4 | 25.9316 | 2.25 | 25.93
| 14 x 87 - 94 | 14 |  | 22 | 4 | 0110101422L4 | 28.5248 | 2.42 | 28.52
| 14 x 95 - 102 | 14 |  | 24 | 4 | 0110101424L4 | 31.1179 | 2.86 | 31.12
| 14 x 100 - 106 | 14 |  | 25 | 4 | 0110101425L4 | 32.4145 | 2.99 | 32.41
| 14 x 100 - 108 | 14 |  | 20 | 5 | 0110101420L5 | 32.4145 | 2.81 | 32.41
| 14 x 109 - 118 | 14 |  | 22 | 5 | 0110101422L5 | 35.656 | 3.02 | 35.66
| 14 x 119 - 128 | 14 |  | 24 | 5 | 0110101424L5 | 38.8974 | 3.58 | 38.9
| 14 x 125 - 133 | 14 |  | 25 | 5 | 0110101425L5 | 40.5182 | 3.73 | 40.52
| 14 x 132 - 142 | 14 |  | 22 | 6 | 0110101422L6 | 42.7872 | 3.63 | 42.79
| 14 x 143 - 154 | 14 |  | 24 | 6 | 0110101424L6 | 46.6769 | 4.3 | 46.68
| 14 x 150 - 160 | 14 |  | 25 | 6 | 0110101425L6 | 48.6218 | 4.48 | 48.62
| 14 x 160 - 174 | 14 |  | 20 | 8 | 0110101420L8 | 51.8632 | 4.49 | 51.86
| 14 x 168 - 180 | 14 |  | 24 | 7 | 0110101424L7 | 54.4564 | 5.01 | 54.46
| 14 x 175 - 187 | 14 |  | 25 | 7 | 0110101425L7 | 56.7254 | 5.23 | 56.73
| 14 x 176 - 190 | 14 |  | 22 | 8 | 0110101422L8 | 57.0496 | 4.83 | 57.05
LINK FILTERS - SERIES 1010
Panel
| Nominal Size | Height |  | Width | # of Panels | Part # | List Price | Link Wt | Net Price
| 14 x 360 - 389 | 14 |  | 15 | 24 | 0110101415L24 | 116.6923 | 10.7 | 116.69
| 14 x 384 - 415 | 14 |  | 16 | 24 | 0110101416L24 | 124.4718 | 11.2 | 124.47
| 14 x 432 - 467 | 14 |  | 18 | 24 | 0110101418L24 | 140.0308 | 12.84 | 140.03
| 14 x 480 - 518 | 14 |  | 20 | 24 | 0110101420L24 | 155.5897 | 13.44 | 155.59
| 14 x 528 - 570 | 14 |  | 22 | 24 | 0110101422L24 | 171.1487 | 14.5 | 171.15
| 14 x 576 - 622 | 14 |  | 24 | 24 | 0110101424L24 | 186.7077 | 17.16 | 186.71
| 14 x 600 - 648 | 14 |  | 25 | 24 | 0110101425L24 | 194.4872 | 17.88 | 194.49
| 16 x 30 - 32 | 16 |  | 15 | 2 | 0110101615L2 | 9.1667 | 1.07 | 9.17
| 16 x 32 - 34 | 16 |  | 16 | 2 | 0110101616L2 | 9.7778 | 1.09 | 9.78
| 16 x 35 - 38 | 16 |  | 18 | 2 | 0110101618L2 | 11 | 1.15 | 11
| 16 x 39 - 42 | 16 |  | 20 | 2 | 0110101620L2 | 13.3669 | 1.21 | 13.37
| 16 x 43 - 46 | 16 |  | 22 | 2 | 0110101622L2 | 13.4444 | 1.46 | 13.44
| 16 x 47 - 50 | 16 |  | 24 | 2 | 0110101624L2 | 14.6667 | 1.52 | 14.67
| 16 x 50 - 52 | 16 |  | 25 | 2 | 0110101625L2 | 15.61 | 1.55 | 15.61
| 16 x 53 - 58 | 16 |  | 18 | 3 | 0110101618L3 | 16.5 | 1.72 | 16.5
| 16 x 59 - 64 | 16 |  | 20 | 3 | 0110101620L3 | 20.0554 | 1.81 | 20.06
| 16 x 65 - 70 | 16 |  | 22 | 3 | 0110101622L3 | 20.1667 | 2.19 | 20.17
| 16 x 71 - 76 | 16 |  | 24 | 3 | 0110101624L3 | 23.3894 | 2.28 | 23.39
| 16 x 75 - 79 | 16 |  | 25 | 3 | 0110101625L3 | 22.9167 | 2.33 | 22.92
| 16 x 80 - 86 | 16 |  | 20 | 4 | 0110101620L4 | 26.7337 | 2.41 | 26.73
| 16 x 87 - 94 | 16 |  | 22 | 4 | 0110101622L4 | 31.1995 | 2.92 | 31.2
| 16 x 95 - 102 | 16 |  | 24 | 4 | 0110101624L4 | 31.1995 | 3.04 | 31.2
| 16 x 100 - 106 | 16 |  | 25 | 4 | 0110101625L4 | 31.1995 | 3.1 | 31.2
| 16 x 100 - 108 | 16 |  | 20 | 5 | 0110101620L5 | 30.5556 | 3.01 | 30.56
| 16 x 109 - 118 | 16 |  | 22 | 5 | 0110101622L5 | 33.6111 | 3.65 | 33.61
| 16 x 119 - 128 | 16 |  | 24 | 5 | 0110101624L5 | 36.6667 | 3.8 | 36.67
| 16 x 125 - 133 | 16 |  | 25 | 5 | 0110101625L5 | 38.9994 | 3.88 | 39
| 16 x 132 - 142 | 16 |  | 22 | 6 | 0110101622L6 | 40.3333 | 4.38 | 40.33
| 16 x 143 - 154 | 16 |  | 24 | 6 | 0110101624L6 | 44 | 4.56 | 44
| 16 x 150 - 160 | 16 |  | 25 | 6 | 0110101625L6 | 45.8333 | 4.65 | 45.83
| 16 x 160 - 174 | 16 |  | 20 | 8 | 0110101620L8 | 48.8889 | 4.82 | 48.89
| 16 x 168 - 180 | 16 |  | 24 | 7 | 0110101624L7 | 51.3333 | 5.32 | 51.33
| 16 x 175 - 187 | 16 |  | 25 | 7 | 0110101625L7 | 53.4722 | 5.43 | 53.47
| 16 x 176 - 190 | 16 |  | 22 | 8 | 0110101622L8 | 53.7778 | 5.84 | 53.78
| 16 x 360 - 389 | 16 |  | 15 | 24 | 0110101615L24 | 110 | 12 | 110
| 16 x 384 - 415 | 16 |  | 16 | 24 | 0110101616L24 | 117.3333 | 13.08 | 117.33
| 16 x 432 - 467 | 16 |  | 18 | 24 | 0110101618L24 | 132 | 13.8 | 132
| 16 x 480 - 518 | 16 |  | 20 | 24 | 0110101620L24 | 146.6667 | 14.52 | 146.67
| 16 x 528 - 570 | 16 |  | 22 | 24 | 0110101622L24 | 161.3333 | 17.52 | 161.33
| 16 x 576 - 622 | 16 |  | 24 | 24 | 0110101624L24 | 176 | 18.24 | 176
| 16 x 600 - 648 | 16 |  | 25 | 24 | 0110101625L24 | 183.3333 | 18.6 | 183.33
| 18 x 30 - 32 | 18 |  | 15 | 2 | 0110101815L2 | 10.3125 | 1.15 | 10.31
| 18 x 32 - 34 | 18 |  | 16 | 2 | 0110101816L2 | 11 | 1.15 | 11
| 18 x 35 - 38 | 18 |  | 18 | 2 | 0110101818L2 | 12.375 | 1.23 | 12.38
| 18 x 39 - 42 | 18 |  | 20 | 2 | 0110101820L2 | 13.75 | 1.29 | 13.75
| 18 x 43 - 46 | 18 |  | 22 | 2 | 0110101822L2 | 15.125 | 1.56 | 15.13
| 18 x 47 - 50 | 18 |  | 24 | 2 | 0110101824L2 | 16.5 | 1.62 | 16.5
| 18 x 50 - 52 | 18 |  | 25 | 2 | 0110101825L2 | 17.1875 | 1.66 | 17.19
| 18 x 53 - 58 | 18 |  | 18 | 3 | 0110101818L3 | 18.5625 | 1.84 | 18.56
| 18 x 59 - 64 | 18 |  | 20 | 3 | 0110101820L3 | 20.625 | 1.93 | 20.63
| 18 x 65 - 70 | 18 |  | 22 | 3 | 0110101822L3 | 22.6875 | 2.34 | 22.69
| 18 x 71 - 76 | 18 |  | 24 | 3 | 0110101824L3 | 24.75 | 2.44 | 24.75
| 18 x 75 - 79 | 18 |  | 25 | 3 | 0110101825L3 | 25.7813 | 2.48 | 25.78
LINK FILTERS - SERIES 1010
Panel
| Nominal Size | Height |  | Width | # of Panels | Part # | List Price | Link Wt | Net Price
| 18 x 80 - 86 | 18 |  | 20 | 4 | 0110101820L4 | 27.5 | 2.58 | 27.5
| 18 x 87 - 94 | 18 |  | 22 | 4 | 0110101822L4 | 30.25 | 3.12 | 30.25
| 18 x 95 - 102 | 18 |  | 24 | 4 | 0110101824L4 | 33 | 3.25 | 33
| 18 x 100 - 106 | 18 |  | 25 | 4 | 0110101825L4 | 34.375 | 3.31 | 34.38
| 18 x 100 - 108 | 18 |  | 20 | 5 | 0110101820L5 | 34.375 | 3.22 | 34.38
| 18 x 109 - 118 | 18 |  | 22 | 5 | 0110101822L5 | 37.8125 | 3.9 | 37.81
| 18 x 119 - 128 | 18 |  | 24 | 5 | 0110101824L5 | 41.25 | 4.06 | 41.25
| 18 x 125 - 133 | 18 |  | 25 | 5 | 0110101825L5 | 42.9688 | 4.14 | 42.97
| 18 x 132 - 142 | 18 |  | 22 | 6 | 0110101822L6 | 45.375 | 4.69 | 45.38
| 18 x 143 - 154 | 18 |  | 24 | 6 | 0110101824L6 | 49.5 | 4.87 | 49.5
| 18 x 150 - 160 | 18 |  | 25 | 6 | 0110101825L6 | 51.5625 | 4.97 | 51.56
| 18 x 160 - 174 | 18 |  | 20 | 8 | 0110101820L8 | 55 | 5.15 | 55
| 18 x 168 - 180 | 18 |  | 24 | 7 | 0110101824L7 | 57.75 | 5.69 | 57.75
| 18 x 175 - 187 | 18 |  | 25 | 7 | 0110101825L7 | 60.1563 | 5.8 | 60.16
| 18 x 176 - 190 | 18 |  | 22 | 8 | 0110101822L8 | 60.5 | 6.25 | 60.5
| 18 x 360 - 389 | 18 |  | 15 | 24 | 0110101815L24 | 123.75 | 13.8 | 123.75
| 18 x 384 - 415 | 18 |  | 16 | 24 | 0110101816L24 | 132 | 13.8 | 132
| 18 x 432 - 467 | 18 |  | 18 | 24 | 0110101818L24 | 148.5 | 14.76 | 148.5
| 18 x 480 - 518 | 18 |  | 20 | 24 | 0110101820L24 | 165 | 15.48 | 165
| 18 x 528 - 570 | 18 |  | 22 | 24 | 0110101822L24 | 181.5 | 18.72 | 181.5
| 18 x 576 - 622 | 18 |  | 24 | 24 | 0110101824L24 | 198 | 19.44 | 198
| 18 x 600 - 648 | 18 |  | 25 | 24 | 0110101825L24 | 206.25 | 19.92 | 206.25
| 20 x 30 - 32 | 20 |  | 15 | 2 | 0110102015L2 | 11.4583 | 1.2 | 11.46
| 20 x 32 - 34 | 20 |  | 16 | 2 | 0110102016L2 | 12.2222 | 1.21 | 12.22
| 20 x 35 - 38 | 20 |  | 18 | 2 | 0110102018L2 | 13.75 | 1.29 | 13.75
| 20 x 39 - 42 | 20 |  | 20 | 2 | 0110102020L2 | 15.61 | 1.37 | 15.61
| 20 x 43 - 46 | 20 |  | 22 | 2 | 0110102022L2 | 16.8056 | 1.67 | 16.81
| 20 x 47 - 50 | 20 |  | 24 | 2 | 0110102024L2 | 18.3333 | 1.73 | 18.33
| 20 x 50 - 52 | 20 |  | 25 | 2 | 0110102025L2 | 17.8938 | 1.76 | 17.89
| 20 x 53 - 58 | 20 |  | 18 | 3 | 0110102018L3 | 20.625 | 1.93 | 20.63
| 20 x 59 - 64 | 20 |  | 20 | 3 | 0110102020L3 | 23.3894 | 2.06 | 23.39
| 20 x 65 - 70 | 20 |  | 22 | 3 | 0110102022L3 | 25.2083 | 2.5 | 25.21
| 20 x 71 - 76 | 20 |  | 24 | 3 | 0110102024L3 | 26.8561 | 2.59 | 26.86
| 20 x 75 - 79 | 20 |  | 25 | 3 | 0110102025L3 | 26.8561 | 2.64 | 26.86
| 20 x 80 - 86 | 20 |  | 20 | 4 | 0110102020L4 | 31.1995 | 2.74 | 31.2
| 20 x 87 - 94 | 20 |  | 22 | 4 | 0110102022L4 | 35.8081 | 3.34 | 35.81
| 20 x 95 - 102 | 20 |  | 24 | 4 | 0110102024L4 | 35.8081 | 3.46 | 35.81
| 20 x 100 - 106 | 20 |  | 25 | 4 | 0110102025L4 | 35.8081 | 3.52 | 35.81
| 20 x 100 - 108 | 20 |  | 20 | 5 | 0110102020L5 | 38.9994 | 3.43 | 39
| 20 x 109 - 118 | 20 |  | 22 | 5 | 0110102022L5 | 63.036 | 4.17 | 63.04
| 20 x 119 - 128 | 20 |  | 24 | 5 | 0110102024L5 | 44.7499 | 4.32 | 44.75
| 20 x 125 - 133 | 20 |  | 25 | 5 | 0110102025L5 | 44.7499 | 4.41 | 44.75
| 20 x 132 - 142 | 20 |  | 22 | 6 | 0110102022L6 | 50.4167 | 5 | 50.42
| 20 x 143 - 154 | 20 |  | 24 | 6 | 0110102024L6 | 55 | 5.19 | 55
| 20 x 150 - 160 | 20 |  | 25 | 6 | 0110102025L6 | 57.2917 | 5.29 | 57.29
| 20 x 160 - 174 | 20 |  | 20 | 8 | 0110102020L8 | 61.1111 | 5.48 | 61.11
| 20 x 168 - 180 | 20 |  | 24 | 7 | 0110102024L7 | 64.1667 | 6.05 | 64.17
| 20 x 175 - 187 | 20 |  | 25 | 7 | 0110102025L7 | 66.8403 | 6.17 | 66.84
| 20 x 176 - 190 | 20 |  | 22 | 8 | 0110102022L8 | 67.2222 | 6.67 | 67.22
| 20 x 360 - 389 | 20 |  | 15 | 24 | 0110102015L24 | 137.5 | 14.4 | 137.5
| 20 x 384 - 415 | 20 |  | 16 | 24 | 0110102016L24 | 146.6667 | 14.52 | 146.67
| 20 x 432 - 467 | 20 |  | 18 | 24 | 0110102018L24 | 165 | 15.48 | 165
LINK FILTERS - SERIES 1010
Panel
| Nominal Size | Height |  | Width | # of Panels | Part # | List Price | Link Wt | Net Price
| 20 x 480 - 518 | 20 |  | 20 | 24 | 0110102020L24 | 183.3333 | 16.44 | 183.33
| 20 x 528 - 570 | 20 |  | 22 | 24 | 0110102022L24 | 201.6667 | 20.04 | 201.67
| 20 x 576 - 622 | 20 |  | 24 | 24 | 0110102024L24 | 220 | 20.76 | 220
| 20 x 600 - 648 | 20 |  | 25 | 24 | 0110102025L24 | 229.1667 | 21.12 | 229.17
| 24 x 30 - 32 | 24 |  | 15 | 2 | 0110102415L2 | 13.75 | 1.5 | 13.75
| 24 x 32 - 34 | 24 |  | 16 | 2 | 0110102416L2 | 14.6667 | 1.52 | 14.67
| 24 x 35 - 38 | 24 |  | 18 | 2 | 0110102418L2 | 17.8938 | 1.62 | 17.89
| 24 x 39 - 42 | 24 |  | 20 | 2 | 0110102420L2 | 18.3333 | 1.73 | 18.33
| 24 x 43 - 46 | 24 |  | 22 | 2 | 0110102422L2 | 20.1667 | 1.95 | 20.17
| 24 x 47 - 50 | 24 |  | 24 | 2 | 0110102424L2 | 20.0554 | 2.02 | 20.06
| 24 x 50 - 52 | 24 |  | 25 | 2 | 0110102425L2 | 22.9167 | 2.14 | 22.92
| 24 x 53 - 58 | 24 |  | 18 | 3 | 0110102418L3 | 24.75 | 2.44 | 24.75
| 24 x 59 - 64 | 24 |  | 20 | 3 | 0110102420L3 | 26.8561 | 2.59 | 26.86
| 24 x 65 - 70 | 24 |  | 22 | 3 | 0110102422L3 | 30.0576 | 2.92 | 30.06
| 24 x 71 - 76 | 24 |  | 24 | 3 | 0110102424L3 | 30.0576 | 3.03 | 30.06
| 24 x 75 - 79 | 24 |  | 25 | 3 | 0110102425L3 | 34.375 | 3.2 | 34.38
| 24 x 80 - 86 | 24 |  | 20 | 4 | 0110102420L4 | 35.8081 | 3.46 | 35.81
| 24 x 87 - 94 | 24 |  | 22 | 4 | 0110102422L4 | 40.3333 | 3.89 | 40.33
| 24 x 95 - 102 | 24 |  | 24 | 4 | 0110102424L4 | 40.0802 | 4.04 | 40.08
| 24 x 100 - 106 | 24 |  | 25 | 4 | 0110102425L4 | 40.0802 | 4.27 | 40.08
| 24 x 100 - 108 | 24 |  | 20 | 5 | 0110102420L5 | 45.8333 | 4.32 | 45.83
| 24 x 109 - 118 | 24 |  | 22 | 5 | 0110102422L5 | 50.4167 | 4.87 | 50.42
| 24 x 120 - 128 | 24 |  | 24 | 5 | 0110102424L5 | 50.1028 | 5.05 | 50.1
| 24 x 125 - 133 | 24 |  | 25 | 5 | 0110102425L5 | 57.2917 | 5.34 | 57.29
| 24 x 131 - 142 | 24 |  | 22 | 6 | 0110102422L6 | 60.1559 | 5.84 | 60.16
| 24 x 144 - 154 | 24 |  | 24 | 6 | 0110102424L6 | 66 | 6.06 | 66
| 24 x 150 - 160 | 24 |  | 25 | 6 | 0110102425L6 | 60.1559 | 6.41 | 60.16
| 24 x 160 - 174 | 24 |  | 20 | 8 | 0110102420L8 | 73.3333 | 6.91 | 73.33
| 24 x 168 - 180 | 24 |  | 24 | 7 | 0110102424L7 | 77 | 7.06 | 77
| 24 x 175 - 187 | 24 |  | 25 | 7 | 0110102425L7 | 80.2083 | 7.48 | 80.21
| 24 x 176 - 190 | 24 |  | 22 | 8 | 0110102422L8 | 80.6667 | 7.79 | 80.67
| 24 x 360 - 389 | 24 |  | 15 | 24 | 0110102415L24 | 165 | 18.24 | 165
| 24 x 384 - 415 | 24 |  | 16 | 24 | 0110102416L24 | 176 | 18.24 | 176
| 24 x 432 - 467 | 24 |  | 18 | 24 | 0110102418L24 | 198 | 19.44 | 198
| 24 x 480 - 518 | 24 |  | 20 | 24 | 0110102420L24 | 220 | 20.76 | 220
| 24 x 528 - 570 | 24 |  | 22 | 24 | 0110102422L24 | 242 | 23.4 | 242
| 24 x 576 - 622 | 24 |  | 24 | 24 | 0110102424L24 | 264 | 24.24 | 264
| 24 x 600 - 648 | 24 |  | 25 | 24 | 0110102425L24 | 275 | 25.68 | 275
| 25 x 30 - 32 | 25 |  | 15 | 2 | 0110102515L2 | 15.61 | 1.55 | 15.61
| 25 x 32 - 34 | 25 |  | 16 | 2 | 0110102516L2 | 15.61 | 1.55 | 15.61
| 25 x 35 - 38 | 25 |  | 18 | 2 | 0110102518L2 | 17.1875 | 1.66 | 17.19
| 25 x 39 - 42 | 25 |  | 20 | 2 | 0110102520L2 | 17.8938 | 1.76 | 17.89
| 25 x 44 - 46 | 25 |  | 22 | 2 | 0110102522L2 | 21.0069 | 2 | 21.01
| 25 x 47 - 50 | 25 |  | 24 | 2 | 0110102524L2 | 21.075 | 2.14 | 21.07
| 25 x 50 - 52 | 25 |  | 25 | 2 | 0110102525L2 | 23.8715 | 2.2 | 23.87
| 25 x 53 - 58 | 25 |  | 18 | 3 | 0110102518L3 | 25.7813 | 2.48 | 25.78
| 25 x 59 - 64 | 25 |  | 20 | 3 | 0110102520L3 | 28.6458 | 2.64 | 28.65
| 25 x 65 - 70 | 25 |  | 22 | 3 | 0110102522L3 | 31.5104 | 3 | 31.51
| 25 x 71 - 76 | 25 |  | 24 | 3 | 0110102524L3 | 34.375 | 3.2 | 34.38
| 25 x 75 - 79 | 25 |  | 25 | 3 | 0110102525L3 | 35.8073 | 3.2 | 35.81
| 25 x 80 - 86 | 25 |  | 20 | 4 | 0110102520L4 | 35.8081 | 3.52 | 35.81
LINK FILTERS - SERIES 1010
Panel
| Nominal Size | Height |  | Width | # of Panels | Part # | List Price | Link Wt | Net Price
| 25 x 87 - 94 | 25 |  | 22 | 4 | 0110102522L4 | 42.0139 | 3.99 | 42.01
| 25 x 95 - 102 | 25 |  | 24 | 4 | 0110102524L4 | 42.1499 | 4.27 | 42.15
| 25 x 100 - 106 | 25 |  | 25 | 4 | 0110102525L4 | 47.7431 | 4.27 | 47.74
| 25 x 100 - 108 | 25 |  | 20 | 5 | 0110102520L5 | 47.7431 | 4.41 | 47.74
| 25 x 109 - 118 | 25 |  | 22 | 5 | 0110102522L5 | 52.6619 | 4.99 | 52.66
| 25 x 120 - 128 | 25 |  | 24 | 5 | 0110102524L5 | 57.2917 | 5.34 | 57.29
| 25 x 125 - 133 | 25 |  | 25 | 5 | 0110102525L5 | 59.6788 | 5.34 | 59.68 |  |  |  | Back to Table of Contents
| 25 x 132 - 142 | 25 |  | 22 | 6 | 0110102522L6 | 63.0208 | 5.99 | 63.02
| 25 x 144 - 154 | 25 |  | 24 | 6 | 0110102524L6 | 68.75 | 6.41 | 68.75
| 25 x 150 - 160 | 25 |  | 25 | 6 | 0110102525L6 | 71.6146 | 6.41 | 71.61
| 25 x 160 - 174 | 25 |  | 20 | 8 | 0110102520L8 | 76.3889 | 7.06 | 76.39
| 25 x 168 - 180 | 25 |  | 24 | 7 | 0110102524L7 | 80.2083 | 7.48 | 80.21
| 25 x 175 - 187 | 25 |  | 25 | 7 | 0110102525L7 | 83.5503 | 7.48 | 83.55
| 25 x 176 - 190 | 25 |  | 22 | 8 | 0110102522L8 | 84.0278 | 7.99 | 84.03
| 25 x 360 - 389 | 25 |  | 15 | 24 | 0110102515L24 | 171.875 | 18.6 | 171.88
| 25 x 384 - 415 | 25 |  | 16 | 24 | 0110102516L24 | 183.3333 | 18.6 | 183.33
| 25 x 432 - 467 | 25 |  | 18 | 24 | 0110102518L24 | 206.25 | 19.92 | 206.25
| 25 x 480 - 518 | 25 |  | 20 | 24 | 0110102520L24 | 229.1667 | 21.12 | 229.17
| 25 x 528 - 570 | 25 |  | 22 | 24 | 0110102522L24 | 252.0833 | 24 | 252.08
| 25 x 576 - 622 | 25 |  | 24 | 24 | 0110102524L24 | 275 | 25.68 | 275
| 25 x 600 - 648 | 25 |  | 25 | 24 | 0110102525L24 | 286.4583 | 26.4 | 286.46
Links Case Pack Quantities
| # of Linked Panels per Unit | Total Links Per case | # of Linked Units per Box |  |  | # of Linked Panels per Unit | Total Links Per case | # of Linked Units per Box
| 2 | 24 | 12 |  |  | 7 | 21 | 3
| 3 | 24 | 8 |  |  | 8 | 24 | 3
| 4 | 24 | 6 |  |  | 9 | 18 | 2
| 5 | 20 | 4 |  |  | 12 | 24 | 2
| 6 | 24 | 4 |  |  | 24 | 24 | 1
SERIES 1010
MERV 10 - Industrial Duty - 4-Ply
Green/White - 2 Tack Treatments - Wire Frame
SERIES 1010
MERV 10 - Industrial Duty - 4-Ply
Green/White - 2 Tack Treatments - Wire Frame
SERIES 1010
MERV 10 - Industrial Duty - 4-Ply
Green/White - 2 Tack Treatments - Wire Frame

## Sleeve Rolls
Prices subject to change without notice
Phone: 800-537-5454 |  |  |  | Multiplier |  | finishing-inquiry@filtrationgroup.com
Fax: 262-657-2210 |  |  |  | 1 |  | finishingorders@filtrationgroup.com
POLYESTER SLEEVES ROLLS
| Poly-Slip on filters offer you an economical option for replacement | [7 empty] | Back to Table of Contents
of “special” sized fiberglass, polyester or pleated filters. The Air Flow PS replaces the card board framed filter
with a disposable filter media and a reusable steel frame.
Poly Filters are available in efficiency ranges from MERV 7-9. The Poly Slip is designed with two layers of polyester
heat sealed together to form a dual layer air filter. The perimeter seal if the PS eliminates dirty air bypass around the
perimeter of the filter.
Sleeve Roll List Price per Square Foot
| SERIES | Description |  | MERV | List Price per Square Foot | Roll Length
| 610 | 2 Ply / Light Tack / Blue/White |  | 7 | 1.1 | 135'
| 615 | 2 Ply / Tacky / Blue/White |  | 8 | 1.43 | 135'
| 635 | 3 Ply / Tacky / Green/White |  | 8 | 1.55 | 135'
| 625 | 3 Ply / Tacky / Pink/White |  | 9 | 1.848 | 90'
| 66 | 3 Ply / Tacky / Orange/White |  | 9 | 1.848 | 90'
Series 610
| Description | Nominal Size |  | Part # |  | List Price |  | Multiplier | Sq-Ft/ Roll | Shipping Wt./Roll | Net Price
| Series 610 Sleeve Rolls | 6"x135' |  | 0661006135 |  | 75.81 |  | 1 | 67.5 |  | 75.81
| 2-Ply B/W Tack | 7"x135' |  | 0661007135 |  | 88.44 |  | 1 | 78.75 |  | 88.44
|  | 7.25"x135' |  | 0661007B135 |  | 91.6 |  | 1 | 81.5625 |  | 91.6
|  | 7.5"x135' |  | 0661007D135 |  | 94.76 |  | 1 | 84.375 |  | 94.76
|  | 8"x135' |  | 0661008135 |  | 101.08 |  | 1 | 90 |  | 101.08
|  | 8.25"x135' |  | 0661008B135 |  | 104.24 |  | 1 | 92.8125 |  | 104.24
|  | 8.75"x135' |  | 0661008F135 |  | 110.56 |  | 1 | 98.4375 |  | 110.56
|  | 9"x135' |  | 0661009135 |  | 113.71 |  | 1 | 101.25 |  | 113.71
|  | 9.25"x135' |  | 0661009B135 |  | 116.87 |  | 1 | 104.0625 |  | 116.87
|  | 10"x135' |  | 0661010135 |  | 126.35 |  | 1 | 112.5 |  | 126.35
|  | 11"x135' |  | 0661011135 |  | 138.98 |  | 1 | 123.75 |  | 138.98
|  | 12"x135' |  | 0661012135 |  | 151.62 |  | 1 | 135 |  | 151.62
|  | 12.5"x135' |  | 0661012D135 |  | 157.94 |  | 1 | 140.625 |  | 157.94
|  | 13"x135' |  | 0661013135 |  | 164.25 |  | 1 | 146.25 |  | 164.25
|  | 13.5"x135' |  | 0661013D135 |  | 170.57 |  | 1 | 151.875 |  | 170.57
|  | 14"x135' |  | 0661014135 |  | 176.89 |  | 1 | 157.5 |  | 176.89
|  | 14.5"x135' |  | 0661014D135 |  | 183.21 |  | 1 | 163.125 |  | 183.21
|  | 15"x135' |  | 0661015135 |  | 189.52 |  | 1 | 168.75 |  | 189.52
|  | 15.5"x135' |  | 0661015D135 |  | 195.84 |  | 1 | 174.375 |  | 195.84
|  | 16"x135' |  | 0661016135 |  | 202.16 |  | 1 | 180 |  | 202.16
|  | 16.25"x135' |  | 0661016B135 |  | 205.32 |  | 1 | 182.8125 |  | 205.32
|  | 17"x135' |  | 0661017135 |  | 214.79 |  | 1 | 191.25 |  | 214.79
Series 615
| Description | Nominal Size |  | Part # |  | List Price |  | Multiplier | Sq-Ft/ Roll | Shipping Wt./Roll | Net Price
| Series 615 Sleeve Rolls | 6"x135' |  | 0661506135 |  | 98.73 |  | 1 | 67.5 |  | 98.73
| 2-Ply B/W Light Tack | 7.75"x135' |  | 0661507135 |  | 146.24 |  | 1 | 87.1875 |  | 146.24
|  | 8"x135' |  | 0661508135 |  | 131.64 |  | 1 | 90 |  | 131.64
|  | 9"x135' |  | 0661509135 |  | 148.1 |  | 1 | 101.25 |  | 148.1
|  | 10"x135' |  | 0661510135 |  | 164.55 |  | 1 | 112.5 |  | 164.55
|  | 11"x135' |  | 0661511135 |  | 181.01 |  | 1 | 123.75 |  | 181.01
|  | 12"x135' |  | 0661512135 |  | 197.46 |  | 1 | 135 |  | 197.46
|  | 13"x135' |  | 0661513135 |  | 213.92 |  | 1 | 146.25 |  | 213.92
|  | 14"x135' |  | 0661514135 |  | 230.37 |  | 1 | 157.5 |  | 230.37
|  | 15"x135' |  | 0661515135 |  | 246.83 |  | 1 | 168.75 |  | 246.83
|  | 17"x135' |  | 0661517135 |  | 279.74 |  | 1 | 191.25 |  | 279.74
|  | 20"x135' |  | 0661520135 |  | 329.1 |  | 1 | 225 |  | 329.1
|  | 21"x135' |  | 0661521135 |  | 345.56 |  | 1 | 236.25 |  | 345.56
Series 635
| Description | Nominal Size |  | Part # |  | List Price |  | Multiplier | Sq-Ft/ Roll | Shipping Wt./Roll | Net Price
| Series 635 Sleeve Rolls | 8"x135' |  | 0663508135 |  | 153.42 |  | 1 | 90 |  | 153.42
| 3-Ply G/W Tacky | 10"x135' |  | 0663510135 |  | 171.83 |  | 1 | 112.5 |  | 171.83
|  | 12"x135' |  | 0663512135 |  | 190.29 |  | 1 | 135 |  | 190.29
|  | 14"x135' |  | 0663514135 |  | 208.69 |  | 1 | 157.5 |  | 208.69
|  | 16"x135' |  | 0663516135 |  | 227.09 |  | 1 | 180 |  | 227.09
|  | 20"x135' |  | 0663520135 |  | 472.31 |  | 1 | 225 |  | 472.31
Series 625
| Description | Nominal Size |  | Part # |  | List Price |  | Multiplier | Sq-Ft/ Roll | Shipping Wt./Roll | Net Price
| Series 625 Sleeve Rolls | 8"x90' |  | 066250890 |  | 101.05 |  | 1 | 60 |  | 101.05
| 3-Ply P/W Tacky | 9"x90' |  | 066250990 |  | 113.67 |  | 1 | 67.5 |  | 113.67
|  | 10"x90' |  | 066251090 |  | 126.31 |  | 1 | 75 |  | 126.31
|  | 12.5"x90' |  | 0662512D90 |  | 157.89 |  | 1 | 93.75 |  | 157.89
|  | 16"x90' |  | 066251690 |  | 202.09 |  | 1 | 120 |  | 202.09
Series 66
| Description | Nominal Size |  | Part # |  | List Price |  | Multiplier | Sq-Ft/ Roll | Shipping Wt./Roll | Net Price
| Series 66 Sleeve Rolls | 10"x90' |  | 06661090 |  | 108.55 |  | 1 | 75 |  | 108.55
| 3-Ply O/W Tacky A/M | 10.5"x90' |  | 066610D90 |  | 113.99 |  | 1 | 78.75 |  | 113.99
|  | 13.75"x90' |  | 066613F90 |  | 149.26 |  | 1 | 103.125 |  | 149.26
Sleeve Roll Configurator
| Series | Width (in.) | Fraction |  | Length (ft.) |  | Part Number | List Price |  | Multiplier | Net Price | 610
| 610 |  |  |  | 135 |  | 06610135 | 0 |  | 1 | 0 | 615 | 0.25 | B
[8 empty] | 0 | 0 |  |  | 635 | 0.5 | D
| 06 | [10 empty] | 625 | 0.75 | F
66
SLEEVE ROLLS

## SER 61 Poly Rolls, Pads, Blnkt
Prices subject to change without notice
Phone: 800-537-5454 |  |  |  |  | Multiplier | [6 empty] | finishing-inquiry@filtrationgroup.com
Fax: 262-657-2210 |  |  |  |  | 1 | [6 empty] | finishingorders@filtrationgroup.com
| Rolls | [13 empty] | Back to Table of Contents
[11 empty] | Sq-Ft/ Roll |  | Shipping Wt./Roll
| Description | Nominal Size |  |  | Part # |  | List Price |  | Case Qty | Multiplier |  |  |  | Net Price
| Series 61 Rolls | 12"x135' |  |  | 036112135 |  | 45.611 |  | 1 | 1 | 135 |  |  | 45.611
| 1/2" Dry White | 14"x135' |  |  | 036114135 |  | 52.2594 |  | 1 | 1 | 157.5 |  |  | 52.2594
|  | 16"x135' |  |  | 036116135 |  | 54 |  | 1 | 1 | 180 |  |  | 54
|  | 18"x135' |  |  | 036118135 |  | 72.167 |  | 1 | 1 | 202.5 |  |  | 72.167
|  | 22"x135' |  |  | 036122135 |  | 74.25 |  | 1 | 1 | 247.5 |  |  | 74.25
|  | 24"x135' |  |  | 036124135 |  | 81 |  | 1 | 1 | 270 |  |  | 81
|  | 25"x135' |  |  | 036125135 |  | 84.375 |  | 1 | 1 | 281.25 |  |  | 84.375
|  | 27"x135' |  |  | 036127135 |  | 91.125 |  | 1 | 1 | 303.75 |  |  | 91.125
|  | 30"x135' |  |  | 036130135 |  | 101.25 |  | 1 | 1 | 337.5 |  |  | 101.25
|  | 36"x135' |  |  | 036136135 |  | 121.5 |  | 1 | 1 | 405 |  |  | 121.5
|  | 40"x135' |  |  | 036140135 |  | 135 |  | 1 | 1 | 450 |  |  | 135
|  | 48"x135' |  |  | 036148135 |  | 162 |  | 1 | 1 | 540 |  |  | 162
|  | 50"x135' |  |  | 036150135 |  | 168.75 |  | 1 | 1 | 562.5 |  |  | 168.75
|  | 52"x135' |  |  | 036152135 |  | 175.5 |  | 1 | 1 | 585 |  |  | 175.5
|  | 60"x135' |  |  | 036160135 |  | 202.5 |  | 1 | 1 | 675 |  |  | 202.5
|  | 61"x135' |  |  | 036161135 |  | 205.875 |  | 1 | 1 | 686.25 |  |  | 205.875
|  | 72"x135' |  |  | 036172135 |  | 243 |  | 1 | 1 | 810 |  |  | 243
|  | 86"x135' |  |  | 036186135 |  | 290.25 |  | 1 | 1 | 967.5 |  |  | 290.25
|  | 104"x135' |  |  | 0361104135 |  | 351 |  | 1 | 0.44 | 1170 |  |  | 154.44
Custom Sized Roll Configurator
| Product | Width (in.) |  | Length (ft.) |  |  |  |  | Part Number | Multiplier |  |  | List Price | Net Price
| 61 |  | 0 | 135 |  |  |  |  | 0361135 | 1 |  |  | 0 | 0
[7 empty] | S | 0361 |  |  | 0.3 |  | 0
Media roll widths from 20" to 104" available
Contact Customer Care at 800-537-5454 for additional sizes and information.
Prices from Configurator subject to override by listed part numbers and prices above
Standard Pads
| Description | Nominal Size |  |  | Part # |  |  |  | Case Qty | Multiplier |  |  | List Price | Net Price
| Series 61 Pads | 24"x24" |  |  | 0261242450 |  |  |  | 50 | 1 |  |  | 120 | 120
1/2" Dry White
| Pre-Cut Blanket Configurator | [13 empty] | Back to Table of Contents
| Product | Width (in.) | Fraction |  | Length (in.) | Fraction |  |  | Part Number | Multiplier |  |  | List Price | Net Price
| 61 |  | 0 |  |  | 0 |  |  | 0261 | 1 |  |  | 0 | 0
[8 empty] | 0261 |  |  | 0.6 |  | 0
Smallest dimension MUST be WIDTH
| Pre-Cut blanket lengths from 20" to 200" available | [14 empty] | 0
| Contact Customer Care at 800-537-5454 for additional sizes and information. | [14 empty] | 0.25
| Prices from Configurator subject to override by listed part numbers and prices above | [14 empty] | 0.5
0.75
SERIES 61 POLYESTER ROLLS, PADS & BLANKETS
MERV - Light Duty - 1-Ply
1/2" Dry White

## SER 55 Poly Rolls, Pads, Blnkt
Prices subject to change without notice
Phone: 800-537-5454 |  |  |  |  | Multiplier | [6 empty] | finishing-inquiry@filtrationgroup.com
Fax: 262-657-2210 |  |  |  |  | 1 | [6 empty] | finishingorders@filtrationgroup.com
Rolls
[11 empty] | Sq-Ft/ Roll |  | Shipping Wt./Roll
| Description | Nominal Size |  |  | Part # |  | List Price |  | Case Qty | Multiplier |  |  |  | Net Price
Back to Table of Contents
| Series 55 Rolls | 20"x135' |  |  | 35520135 |  | 108 |  | 1 | 1 | 225 |  | 8 | 108
| 2-Ply Green/White Tack | 22"x135' |  |  | 35522135 |  | 118.8 |  | 1 | 1 | 247.5 |  | 8 | 118.8
|  | 27"x135' |  |  | 35527135 |  | 145.8 |  | 1 | 1 | 303.75 |  | 10 | 145.8
|  | 30"x135' |  |  | 35530135 |  | 162 |  | 1 | 1 | 337.5 |  | 12 | 162
|  | 45"x135' |  |  | 35545135 |  | 243 |  | 1 | 1 | 506.25 |  | 17 | 243
|  | 60"x135' |  |  | 35560135 |  | 324 |  | 1 | 1 | 675 |  | 23 | 324
|  | 104"x135' |  |  | 0355104135 |  | 561.6 |  | 1 | 1 | 1170 |  | 39 | 561.6
Custom Sized Roll Configurator
| Product | Width (in.) |  | Length (ft.) |  |  |  |  | Part Number | Multiplier |  |  | List Price | Net Price
| 55 |  | 0 | 135 |  |  |  |  | 0355135 | 1 |  |  | 0 | 0
[7 empty] | S | 0355 |  |  | 0.48 |  | 0
Media roll widths from 20" to 104" available
Contact Customer Care at 800-537-5454 for additional sizes and information.
Prices from Configurator subject to override by listed part numbers and prices above
Pre-Cut Blanket Configurator
Back to Table of Contents
| Product | Width (in.) | Fraction |  | Length (in.) | Fraction |  |  | Part Number | Multiplier |  |  | List Price | Net Price
| 55 |  | 0 |  |  | 0 |  |  | 0255 | 1 |  |  | 0 | 0
[8 empty] | 0255 |  |  | 0.78 |  | 0
Smallest dimension MUST be WIDTH
Pre-Cut blanket lengths from 20" to 200" available
Contact Customer Care at 800-537-5454 for additional sizes and information.
Prices from Configurator subject to override by listed part numbers and prices above
0
0.25
0.5
0.75
0.5
0.75
Series 55 POLYESTER ROLLS, PADS & PRE-CUT BLANKETS
MERV 7 - Light Duty - 2-Ply
Green/White - Downstream Tack

## SER 65 Poly Rolls, Pads, Blnkt
Prices subject to change without notice
Phone: 800-537-5454 |  |  |  |  | Multiplier | [6 empty] | finishing-inquiry@filtrationgroup.com
Fax: 262-657-2210 |  |  |  |  | 1 | [6 empty] | finishingorders@filtrationgroup.com
Rolls
[11 empty] | Sq-Ft/ Roll |  | Shipping Wt./Roll
| Description | Nominal Size |  |  | Part # |  | List Price |  | Case Qty | Multiplier |  |  |  | Net Price
Back to Table of Contents
| Series 65 Rolls | 20"x90' |  |  | 03652090 |  | 79.2 |  | 1 | 1 | 150 |  |  | 79.2
| 3-Ply Green/White Tack | 22"x90' |  |  | 03652290 |  | 191.84 |  | 1 | 1 | 165 |  |  | 191.84
|  | 24"x90' |  |  | 03652490 |  | 95.04 |  | 1 | 1 | 180 |  |  | 95.04
|  | 27"x90' |  |  | 03652790 |  | 129.7627 |  | 1 | 1 | 202.5 |  |  | 129.7627
|  | 30"x90' |  |  | 03653090 |  | 118.8 |  | 1 | 1 | 225 |  |  | 118.8
|  | 34"x90' |  |  | 03653490 |  | 135.15 |  | 1 | 1 | 255 |  |  | 135.15
|  | 36"x90' |  |  | 03653690 |  | 142.56 |  | 1 | 1 | 270 |  |  | 142.56
|  | 38"x90' |  |  | 03653890 |  | 151.05 |  | 1 | 1 | 285 |  |  | 151.05
|  | 40"x90' |  |  | 03654090 |  | 158.4 |  | 1 | 1 | 300 |  |  | 158.4
|  | 48"x90' |  |  | 03654890 |  | 190.08 |  | 1 | 1 | 360 |  |  | 190.08
|  | 50"x90' |  |  | 03655090 |  | 221.37 |  | 1 | 1 | 375 |  |  | 221.37
|  | 51"x90' |  |  | 03655190 |  | 201.96 |  | 1 | 1 | 382.5 |  |  | 201.96
|  | 55"x90' |  |  | 03655590 |  | 217.8 |  | 1 | 1 | 412.5 |  |  | 217.8
|  | 58"x90' |  |  | 03655890 |  | 229.68 |  | 1 | 1 | 435 |  |  | 229.68
|  | 60"x90' |  |  | 03656090 |  | 237.6 |  | 1 | 1 | 450 |  |  | 237.6
|  | 72"x90' |  |  | 03657290 |  | 285.12 |  | 1 | 1 | 540 |  |  | 285.12
|  | 104"x90' |  |  | 36510490 |  | 411.84 |  | 1 | 1 | 780 |  |  | 411.84
Custom Sized Roll Configurator
| Product | Width (in.) |  | Length (ft.) |  |  |  |  | Part Number | Multiplier |  |  | List Price | Net Price
| 65 |  | 0 | 90 |  |  |  |  | 036590 | 1 |  |  | 0 | 0
[7 empty] | S | 0365 |  |  | 0.519 |  | 0
Media roll widths from 20" to 104" available
Contact Customer Care at 800-537-5454 for additional sizes and information.
Prices from Configurator subject to override by listed part numbers and prices above
Standard Pads
| Description | Nominal Size |  |  | Part # |  |  |  | Case Qty | Multiplier |  |  | List Price | Net Price
| Series 65 Pads | 20"x20" |  |  | 02652020 |  |  |  | 1 | 1 |  |  | 2.3 | 2.3
| 3-Ply Green/White Tack | 20"x25" |  |  | 02652025 |  |  |  | 1 | 1 |  |  | 2.875 | 2.875
| Pre-Cut Blanket Configurator | [13 empty] | Back to Table of Contents
| Product | Width (in.) | Fraction |  | Length (in.) | Fraction |  |  | Part Number | Multiplier |  |  | List Price | Net Price
| 65 |  | 0 |  |  | 0 |  |  | 0265 | 1 |  |  | 0 | 0 |  | 0 | 65
[8 empty] | 0265 |  |  | 0.819 |  | 0 |  |  | 0.25
0.5
0.75
Smallest dimension MUST be WIDTH
Pre-Cut blanket lengths from 20" to 200" available
Contact Customer Care at 800-537-5454 for additional sizes and information.
Prices from Configurator subject to override by listed part numbers and prices above
Series 65 POLYESTER ROLLS, PADS & PRE-CUT BLANKETS MERV 8 - Light Duty - 3-Ply
Green/White - Downstream Tack

## SER 66 Poly Rolls, Pads, Blnkt
Prices subject to change without notice
Phone: 800-537-5454 |  |  |  |  | Multiplier | [6 empty] | finishing-inquiry@filtrationgroup.com
Fax: 262-657-2210 |  |  |  |  | 1 | [6 empty] | finishingorders@filtrationgroup.com
Rolls
[11 empty] | Sq-Ft/ Roll |  | Shipping Wt./Roll
| Description | Nominal Size |  |  | Part # |  | List Price |  | Case Qty | Multiplier |  |  |  | Net Price
Back to Table of Contents
| Series 66 Rolls | 20"x90' |  |  | 03662090 |  | 144 |  | 1 | 1 | 150 |  | 10 | 144
| 3-Ply Orange/White | 25"x90' |  |  | 03662590 |  | 180 |  | 1 | 1 | 187.5 |  | 12 | 180
| Anti-Microbial | 30"x90' |  |  | 03663090 |  | 216 |  | 1 | 1 | 225 |  | 14 | 216
|  | 35"x90' |  |  | 03663590 |  | 252 |  | 1 | 1 | 262.5 |  | 16 | 252
|  | 40"x90' |  |  | 03664090 |  | 288 |  | 1 | 1 | 300 |  | 18 | 288
|  | 45"x90' |  |  | 03664590 |  | 324 |  | 1 | 1 | 337.5 |  | 20 | 324
|  | 48"x90' |  |  | 03664890 |  | 345.6 |  | 1 | 1 | 360 |  | 22 | 345.6
|  | 50"x90' |  |  | 03665090 |  | 360 |  | 1 | 1 | 375 |  | 22 | 360
|  | 60"x90' |  |  | 03666090 |  | 432 |  | 1 | 1 | 450 |  | 27 | 432
|  | 72"X90' |  |  | 03667290 |  | 518.4 |  | 1 | 1 | 540 |  | 34 | 518.4
|  | 84"x90' |  |  | 03668490 |  | 604.8 |  | 1 | 1 | 630 |  | 40 | 604.8
|  | 98"x90' |  |  | 03669890 |  | 513.4218 |  | 1 | 1 | 735 |  | 44 | 513.4218
|  | 104"x90' |  |  | 036610490 |  | 748.8 |  | 1 | 1 | 780 |  | 45 | 748.8
|  | 120"x90' |  |  | 036612090 |  | 864 |  | 1 | 1 | 900 |  | 54 | 864
Custom Sized Roll Configurator
| Product | Width (in.) |  | Length (ft.) |  |  |  |  | Part Number | Multiplier |  |  | List Price | Net Price
| 66 |  | 0 | 90 |  |  |  |  | 036690 | 1 |  |  | 0 | 0
[7 empty] | S | 0366 |  |  | 0.96 |  | 0
Media roll widths from 20" to 104" available
Contact Customer Care at 800-537-5454 for additional sizes and information.
Prices from Configurator subject to override by listed part numbers and prices above
| Pre-Cut Blanket Configurator | [13 empty] | Back to Table of Contents
| Product | Width (in.) | Fraction |  | Length (in.) | Fraction |  |  | Part Number | Multiplier |  |  | List Price | Net Price
| 66 |  | 0 |  |  | 0 |  |  | 0266 | 1 |  |  | 0 | 0
[8 empty] | 0266 |  |  | 1.26 |  | 0
0
0.25
| Smallest dimension MUST be WIDTH | [14 empty] | 0.5
| Pre-Cut blanket lengths from 20" to 200" available | [14 empty] | 0.75
Contact Customer Care at 800-537-5454 for additional sizes and information.
Prices from Configurator subject to override by listed part numbers and prices above
Series 66 POLYESTER ROLLS, PADS & PRE-CUT BLANKETS MERV 9 - Antimicrobial- 3-Ply
Orange/White - Downstream Tack

## E75 Poly Rolls, Pads, Blnkt
Prices subject to change without notice
Phone: 800-537-5454 |  |  |  |  | Multiplier | [6 empty] | finishing-inquiry@filtrationgroup.com
Fax: 262-657-2210 |  |  |  |  | 1 | [6 empty] | finishingorders@filtrationgroup.com
Rolls
[11 empty] | Sq-Ft/ Roll |  | Shipping Wt./Roll
| Description | Nominal Size |  |  | Part # |  | List Price |  | Case Qty | Multiplier |  |  |  | Net Price | Back to Table of Contents
| Series E75 Rolls | 20"x90' |  |  | 03E752090 |  | 59.1 |  | 1 | 1 | 150 |  | 7 | 59.1
| 1" Recycled Poly Dry | 25"x90' |  |  | 03E752590 |  | 73.875 |  | 1 | 1 | 188 |  | 9 | 73.875
|  | 30"x90' |  |  | 03E753090 |  | 88.65 |  | 1 | 1 | 225 |  | 11 | 88.65
|  | 36"x90' |  |  | 03E753690 |  | 106.38 |  | 1 | 1 | 270 |  | 13 | 106.38
|  | 40"x90' |  |  | 03E754090 |  | 118.2 |  | 1 | 1 | 300 |  | 17 | 118.2
|  | 45"x90' |  |  | 03E754590 |  | 132.975 |  | 1 | 1 | 338 |  | 19 | 132.975
|  | 48"x90' |  |  | 03E754890 |  | 141.84 |  | 1 | 1 | 360 |  | 21 | 141.84
|  | 50"x90' |  |  | 03E755090 |  | 147.75 |  | 1 | 1 | 375 |  | 21 | 147.75
|  | 60"x90' |  |  | 03E756090 |  | 177.3 |  | 1 | 1 | 450 |  | 23 | 177.3
|  | 72"X90' |  |  | 03E757290 |  | 212.76 |  | 1 | 1 | 540 |  | 25 | 212.76
|  | 84"x90' |  |  | 03E758490 |  | 248.22 |  | 1 | 1 | 630 |  | 30 | 248.22
Custom Sized Roll Configurator
| Product | Width (in.) |  | Length (ft.) |  |  |  |  | Part Number | Multiplier |  |  | List Price | Net Price
| E75 |  | 0 | 90 |  |  |  |  | 03E7590 | 1 |  |  | 0 | 0
[7 empty] | S | 03E75 |  |  | 0.394 |  | 0
Media roll widths from 20" to 104" available
Contact Customer Care at 800-537-5454 for additional sizes and information.
Prices from Configurator subject to override by listed part numbers and prices above
Standard Pads
| Description | Nominal Size |  |  | Part # |  |  |  | Case Qty | Multiplier |  |  | List Price | Net Price
| Series E75 Pads | 20"x20" |  |  | 02E75202040 |  |  |  | 40 | 1 |  |  | 77.117 | 77.117
| 1" Recycled Poly Dry | 20"x25" |  |  | 02E75202540 |  |  |  | 40 | 1 |  |  | 96.383 | 96.383
| Pre-Cut Blanket Configurator | [13 empty] | Back to Table of Contents
| Product | Width (in.) | Fraction |  | Length (in.) | Fraction |  |  | Part Number | Multiplier |  |  | List Price | Net Price
| E75 |  | 0 |  |  | 0 |  |  | 02E75 | 1 |  |  | 0 | 0
[8 empty] | 02E75 |  |  | 0.694 |  | 0
Smallest dimension MUST be WIDTH
Pre-Cut blanket lengths from 20" to 200" available
| Contact Customer Care at 800-537-5454 for additional sizes and information. | [14 empty] | 0
| Prices from Configurator subject to override by listed part numbers and prices above | [14 empty] | 0.25
0.5
0.75
Series E75 POLYESTER ROLLS, PADS & PRE-CUT BLANKETS 1" Recycled Poly Dry

## E12 Poly Rolls, Pads, Blnkt
Prices subject to change without notice
Phone: 800-537-5454 |  |  |  |  | Multiplier | [6 empty] | finishing-inquiry@filtrationgroup.com
Fax: 262-657-2210 |  |  |  |  | 1 | [6 empty] | finishingorders@filtrationgroup.com
Rolls
[11 empty] | Sq-Ft/ Roll |  | Shipping Wt./Roll
| Description | Nominal Size |  |  | Part # |  | List Price |  | Case Qty | Multiplier |  |  |  | Net Price
Back to Table of Contents
| Series E12 Rolls | 20"x60' |  |  | 03E122060 |  | 63 |  | 1 | 1 | 100 |  | 8 | 63
| 2" Recycled Poly Dry | 25"x60' |  |  | 03E122560 |  | 86.2301 |  | 1 | 1 | 125 |  | 12 | 86.2301
|  | 30"x60' |  |  | 03E123060 |  | 94.5 |  | 1 | 1 | 150 |  | 12 | 94.5
|  | 36"x60' |  |  | 03E123660 |  | 113.4 |  | 1 | 1 | 180 |  | 14 | 113.4
|  | 40"x60' |  |  | 03E124060 |  | 126 |  | 1 | 1 | 200 |  | 15 | 126
|  | 44"x60' |  |  | 03E124460 |  | 138.6 |  | 1 | 1 | 220 |  | 17 | 138.6
|  | 48"x60' |  |  | 03E124860 |  | 151.2 |  | 1 | 1 | 240 |  | 18 | 151.2
|  | 50"x60' |  |  | 03E125060 |  | 157.5 |  | 1 | 1 | 250 |  | 20 | 157.5
|  | 60"x60' |  |  | 03E126060 |  | 189 |  | 1 | 1 | 300 |  | 22 | 189
|  | 72"X60' |  |  | 03E127260 |  | 226.8 |  | 1 | 1 | 360 |  | 28 | 226.8
|  | 84"x60' |  |  | 03E128460 |  | 265.7937 |  | 1 | 1 | 420 |  | 32 | 265.7937
|  | 90"x60' |  |  | 03E129060 |  | 283.5 |  | 1 | 1 | 450 |  | 34 | 283.5
|  | 96"x60' |  |  | 03E129660 |  | 302.4 |  | 1 | 1 | 480 |  | 36 | 302.4
|  | 104"x60' |  |  | 03E1210460 |  | 327.6 |  | 1 | 1 | 520 |  | 42 | 327.6
Custom Sized Roll Configurator
| Product | Width (in.) |  | Length (ft.) |  |  |  |  | Part Number | Multiplier |  |  | List Price | Net Price
| E12 |  | 0 | 60 |  |  |  |  | 03E1260 | 1 |  |  | 0 | 0
[7 empty] | S | 03E12 |  |  | 0.63 |  | 0
Media roll widths from 20" to 104" available
Contact Customer Care at 800-537-5454 for additional sizes and information.
Prices from Configurator subject to override by listed part numbers and prices above
Standard Pads
| Description | Nominal Size |  |  | Part # |  |  |  | Case Qty | Multiplier |  |  | List Price | Net Price
| Series E12 Pads | 20"x20" |  |  | 02E12202040 |  |  |  | 40 | 1 |  |  | 103.342 | 103.342
| 2" Recycled Poly Dry | 20"x25" |  |  | 02E12202540 |  |  |  | 40 | 1 |  |  | 129.158 | 129.158
| Pre-Cut Blanket Configurator | [13 empty] | Back to Table of Contents
| Product | Width (in.) | Fraction |  | Length (in.) | Fraction |  |  | Part Number | Multiplier |  |  | List Price | Net Price
| E12 |  | 0 |  |  | 0 |  |  | 02E12 | 1 |  |  | 0 | 0
[8 empty] | 02E12 |  |  | 0.93 |  | 0
0
0.25
| Smallest dimension MUST be WIDTH | [14 empty] | 0.5
| Pre-Cut blanket lengths from 20" to 200" available | [14 empty] | 0.75
Contact Customer Care at 800-537-5454 for additional sizes and information.
Prices from Configurator subject to override by listed part numbers and prices above
Series E12 POLYESTER ROLLS, PADS & PRE-CUT BLANKETS 2" Recycled Poly Dry

## E12H Poly Rolls, Pads, Blnkt
Prices subject to change without notice
Phone: 800-537-5454 |  |  |  |  | Multiplier | [6 empty] | finishing-inquiry@filtrationgroup.com
Fax: 262-657-2210 |  |  |  |  | 1 | [6 empty] | finishingorders@filtrationgroup.com
Rolls
[11 empty] | Sq-Ft/ Roll |  | Shipping Wt./Roll
| Description | Nominal Size |  |  | Part # |  | List Price |  | Case Qty | Multiplier |  |  |  | Net Price
Back to Table of Contents
| Series E12H Rolls | 20"x60' |  |  | 03E12H2060 |  | 97.92 |  | 1 | 1 | 100 |  | 8 | 97.92
| 2" Recycled Poly Dry | 30"x60' |  |  | 03E12H3060 |  | 120 |  | 1 | 1 | 150 |  | 12 | 120
| w/ Backer | 36"x60' |  |  | 03E12H3660 |  | 144 |  | 1 | 1 | 180 |  | 14 | 144
|  | 45"x60' |  |  | 03E12H4560 |  | 196.21 |  | 1 | 1 | 225 |  | 18 | 196.21
|  | 54"x60' |  |  | 03E12H5460 |  | 216 |  | 1 | 1 | 270 |  | 21 | 216
|  | 60"x60' |  |  | 03E12H6060 |  | 293.76 |  | 1 | 1 | 300 |  | 23 | 293.76
|  | 86"x60' |  |  | 03E12H8660 |  | 348 |  | 1 | 1 | 430 |  | 34 | 348
|  | 104"x60' |  |  | 03E12H10460 |  | 416 |  | 1 | 1 | 520 |  | 40 | 416
Custom Sized Roll Configurator
| Product | Width (in.) |  | Length (ft.) |  |  |  |  | Part Number | Multiplier |  |  | List Price | Net Price
| E12H |  | 0 | 60 |  |  |  |  | 03E12H60 | 1 |  |  | 0 | 0
[7 empty] | S | 03E12H |  |  | 0.8 |  | 0
Media roll widths from 20" to 104" available
Contact Customer Care at 800-537-5454 for additional sizes and information.
Prices from Configurator subject to override by listed part numbers and prices above
Standard Pads
| Description | Nominal Size |  |  | Part # |  |  |  | Case Qty | Multiplier |  |  | List Price | Net Price
| Series E12H Rolls | 20"x20" |  |  | 02E12H202040 |  |  |  | 40 | 1 |  |  | 122.232 | 122.232
| 2" Recycled Poly Dry | 20"x25" |  |  | 02E12H2025 |  |  |  | 1 | 1 |  |  | 3.819 | 3.819
| w/ Backer | 24"x24" |  |  | 02E12H2424 |  |  |  | 1 | 1 |  |  | 4.4 | 4.4
| Pre-Cut Blanket Configurator | [13 empty] | Back to Table of Contents
| Product | Width (in.) | Fraction |  | Length (in.) | Fraction |  |  | Part Number | Multiplier |  |  | List Price | Net Price
| E12H |  | 0 |  |  | 0 |  |  | 02E12H | 1 |  |  | 0 | 0
[8 empty] | 02E12H |  |  | 1.1 |  | 0
Smallest dimension MUST be WIDTH
Pre-Cut blanket lengths from 20" to 200" available
Contact Customer Care at 800-537-5454 for additional sizes and information.
Prices from Configurator subject to override by listed part numbers and prices above
0
0.25
0.5
0.75
Series E12H POLYESTER ROLLS, PADS & PRE-CUT BLANKETS 2" Recycled Poly w/ Backer

## SER 98 Poly Rolls, Pads, Blnkt
Prices subject to change without notice
Phone: 800-537-5454 |  |  |  |  | Multiplier | [6 empty] | finishing-inquiry@filtrationgroup.com
Fax: 262-657-2210 |  |  |  |  | 1 | [6 empty] | finishingorders@filtrationgroup.com
Rolls
[11 empty] | Sq-Ft/ Roll |  | Shipping Wt./Roll
| Description | Nominal Size |  |  | Part # |  | List Price |  | Case Qty | Multiplier |  |  |  | Net Price
Back to Table of Contents
| Series 98 Rolls | 20"x90' |  |  | 03982090 |  | 75.69 |  | 1 | 1 | 150 |  | 10 | 75.69
| 1" Dual Denier | 24"x90' |  |  | 03982490 |  | 102.6 |  | 1 | 1 | 180 |  | 11 | 102.6
| Green/White Dry | 28"x90' |  |  | 03982890 |  | 119.7 |  | 1 | 1 | 210 |  | 13 | 119.7
|  | 31"x90' |  |  | 03983190 |  | 132.525 |  | 1 | 1 | 232.5 |  | 15 | 132.525
|  | 34"x90' |  |  | 03983490 |  | 145.35 |  | 1 | 1 | 255 |  | 15 | 145.35
|  | 36"x90' |  |  | 03983690 |  | 153.9 |  | 1 | 1 | 270 |  | 16 | 153.9
|  | 38"x90' |  |  | 03983890 |  | 162.45 |  | 1 | 1 | 285 |  | 17 | 162.45
|  | 42"x90' |  |  | 03984290 |  | 179.55 |  | 1 | 1 | 315 |  | 18 | 179.55
|  | 45"x90' |  |  | 03984590 |  | 192.375 |  | 1 | 1 | 337.5 |  | 19 | 192.375
|  | 48"x90' |  |  | 03984890 |  | 205.2 |  | 1 | 1 | 360 |  | 21 | 205.2
|  | 55"x90' |  |  | 03985590 |  | 235.125 |  | 1 | 1 | 412.5 |  | 26 | 235.125
|  | 68"x90' |  |  | 03986890 |  | 290.7 |  | 1 | 1 | 510 |  | 30 | 290.7
|  | 72"x90' |  |  | 03987290 |  | 307.8 |  | 1 | 1 | 540 |  | 32 | 307.8
|  | 84"x90' |  |  | 03988490 |  | 359.1 |  | 1 | 1 | 630 |  | 36 | 359.1
|  | 104"x90' |  |  | 039810490 |  | 444.6 |  | 1 | 1 | 780 |  | 46 | 444.6
Custom Sized Roll Configurator
| Product | Width (in.) |  | Length (ft.) |  |  |  |  | Part Number | Multiplier |  |  | List Price | Net Price
| 98 |  | 0 | 90 |  |  |  |  | 039890 | 1 |  |  | 0 | 0
[7 empty] | S | 0398 |  |  | 0.57 |  | 0
Media roll widths from 20" to 104" available
Contact Customer Care at 800-537-5454 for additional sizes and information.
Prices from Configurator subject to override by listed part numbers and prices above
Standard Pads
| Description | Nominal Size |  |  | Part # |  |  |  | Case Qty | Multiplier |  |  | List Price | Net Price
| Series 98 Pads | 20"x20" |  |  | 0298202020 |  |  |  | 20 | 1 |  |  | 48.337 | 48.337
| 1" Dual Denier | 20"x25" |  |  | 0298202520 |  |  |  | 20 | 1 |  |  | 60.413 | 60.413
Green/White Dry
| Pre-Cut Blanket Configurator | [13 empty] | Back to Table of Contents
| Product | Width (in.) | Fraction |  | Length (in.) | Fraction |  |  | Part Number | Multiplier |  |  | List Price | Net Price
| 98 |  | 0 |  |  | 0 |  |  | 0298 | 1 |  |  | 0 | 0
[8 empty] | 0298 |  |  | 0.87 |  | 0 |  |  | 0
0.25
0.5
| Smallest dimension MUST be WIDTH | [14 empty] | 0.75
Pre-Cut blanket lengths from 20" to 200" available
Contact Customer Care at 800-537-5454 for additional sizes and information.
Prices from Configurator subject to override by listed part numbers and prices above
Series 98 POLYESTER ROLLS, PADS & PRE-CUT BLANKETS 1" Dual Denier Poly Green/White Dry

## SER 99 Poly Rolls, Pads, Blnkts
Prices subject to change without notice
Phone: 800-537-5454 |  |  |  |  | Multiplier | [6 empty] | finishing-inquiry@filtrationgroup.com
Fax: 262-657-2210 |  |  |  |  | 1 | [6 empty] | finishingorders@filtrationgroup.com
Rolls
[11 empty] | Sq-Ft/ Roll |  | Shipping Wt./Roll
| Description | Nominal Size |  |  | Part # |  | List Price |  | Case Qty | Multiplier |  |  |  | Net Price
Back to Table of Contents
| Series 99 Rolls | 20"x90' |  |  | 03992090 |  | 106.5 |  | 1 | 1 | 150 |  | 10 | 106.5
| 1" Dual Denier | 24"x90' |  |  | 03992490 |  | 127.8 |  | 1 | 1 | 180 |  | 11 | 127.8
| Red/White Dry | 25"x90' |  |  | 03992590 |  | 133.125 |  | 1 | 1 | 187.5 |  | 12 | 133.125
|  | 30"x90' |  |  | 03993090 |  | 159.75 |  | 1 | 1 | 225 |  | 13 | 159.75
|  | 34"x90' |  |  | 03993490 |  | 181.05 |  | 1 | 1 | 255 |  | 15 | 181.05
|  | 36"x90' |  |  | 03993690 |  | 191.7 |  | 1 | 1 | 270 |  | 16 | 191.7
|  | 38"x90' |  |  | 03993890 |  | 202.35 |  | 1 | 1 | 285 |  | 17 | 202.35
|  | 40"x90' |  |  | 03994090 |  | 209.72 |  | 1 | 1 | 300 |  | 17 | 209.72
|  | 45"x90' |  |  | 03994590 |  | 239.625 |  | 1 | 1 | 337.5 |  | 19 | 239.625
|  | 48"x90' |  |  | 03994890 |  | 255.6 |  | 1 | 1 | 360 |  | 21 | 255.6
|  | 60"x90' |  |  | 03996090 |  | 319.5 |  | 1 | 1 | 450 |  | 26 | 319.5
|  | 72"x90' |  |  | 03997290 |  | 383.4 |  | 1 | 1 | 540 |  | 32 | 383.4
|  | 84"x90' |  |  | 03998490 |  | 447.3 |  | 1 | 1 | 630 |  | 36 | 447.3
|  | 96"x90' |  |  | 03999690 |  | 511.2 |  | 1 | 1 | 720 |  | 42 | 511.2
|  | 104"x90' |  |  | 039910490 |  | 553.8 |  | 1 | 1 | 780 |  | 46 | 553.8
Custom Sized Roll Configurator
| Product | Width (in.) |  | Length (ft.) |  |  |  |  | Part Number | Multiplier |  |  | List Price | Net Price
| 99 |  | 0 | 90 |  |  |  |  | 039990 | 1 |  |  | 0 | 0
[7 empty] | S | 0399 |  |  | 0.71 |  | 0
Media roll widths from 20" to 104" available
Contact Customer Care at 800-537-5454 for additional sizes and information.
Prices from Configurator subject to override by listed part numbers and prices above
Standard Pads
| Description | Nominal Size |  |  | Part # |  |  |  | Case Qty | Multiplier |  |  | List Price | Net Price
| Series 99 Pads | 20"x20" |  |  | 0299202040 |  |  |  | 40 | 1 |  |  | 112.231 | 112.231
| 1" Dual Denier | 20"x25" |  |  | 0299202540 |  |  |  | 40 | 1 |  |  | 140.269 | 140.269
Red/White Dry
| Pre-Cut Blanket Configurator | [13 empty] | Back to Table of Contents
| Product | Width (in.) | Fraction |  | Length (in.) | Fraction |  |  | Part Number | Multiplier |  |  | List Price | Net Price
| 99 |  | 0 |  |  | 0 |  |  | 0299 | 1 |  |  | 0 | 0
[8 empty] | 0299 |  |  | 1.01 |  | 0
0
0.25
| Smallest dimension MUST be WIDTH | [14 empty] | 0.5
| Pre-Cut blanket lengths from 20" to 200" available | [14 empty] | 0.75
Contact Customer Care at 800-537-5454 for additional sizes and information.
Prices from Configurator subject to override by listed part numbers and prices above
Series 99 POLYESTER ROLLS, PADS & PRE-CUT BLANKETS 1" Dual Denier Poly Red/White Dry

## Perforated Poly Rolls
[5 empty] | Prices subject to change without notice | Back to Table of Contents
Phone: 800-537-5454 |  | Multiplier |  | finishing-inquiry@filtrationgroup.com
Fax: 262-657-2210 |  | 1 |  | finishingorders@filtrationgroup.com
| Perforated Polyester Media Rolls are available in the medias below. Minimum Order Quantities will vary based on media and required dimensions. Please contact Customer Care at 800-537-5454 for details. | [5 empty] | 60 | 67
[7 empty] | 90 | 98
[7 empty] | 96 | 99
[7 empty] | 102 | E12
|  |  | Series E75 |  |  |  | 108 | E75
|  |  | Series E12 |  |  |  | 114 | MV8
|  |  | Series E12H |  |  |  | 120
|  |  | Series 65 |  |  |  | 126
Series 66
Series 98
Series 99
Perforated Polyester Rolls

## 15g FG
Prices subject to change without notice
Phone: 800-537-5454 |  |  |  |  | Multiplier | [6 empty] | finishing-inquiry@filtrationgroup.com
Fax: 262-657-2210 |  |  |  |  | 1 | [6 empty] | finishingorders@filtrationgroup.com
Rolls
[11 empty] | Sq-Ft/ Roll |  | Shipping Wt./Roll
| Description | Nominal Size |  |  | Part # |  | List Price |  | Case Qty | Multiplier |  |  |  | Net Price
Back to Table of Contents
| 15g Fiberglass Rolls | 20"x300' |  |  | 14AG20300S |  | 165 |  | 1 | 1 | 500 |  | 20 | 165
| · 2" Green/White | 24"x300' |  |  | 14AG24300S |  | 198 |  | 1 | 1 | 600 |  | 25 | 198
|  | 25"x300' |  |  | 14AG25300S |  | 206.25 |  | 1 | 1 | 625 |  | 25 | 206.25
|  | 28"x300' |  |  | 14AG28300S |  | 231 |  | 1 | 1 | 700 |  | 31 | 231
|  | 30"x300' |  |  | 14AG30300S |  | 247.5 |  | 1 | 1 | 750 |  | 31 | 247.5
|  | 36"x300' |  |  | 14AG36300S |  | 297 |  | 1 | 1 | 900 |  | 35 | 297
|  | 41"x300' |  |  | 14AG41300S |  | 338.25 |  | 1 | 1 | 1025 |  | 38 | 338.25
|  | 45"x300' |  |  | 14AG45300S |  | 371.25 |  | 1 | 1 | 1125 |  | 40 | 371.25
|  | 48"x300' |  |  | 14AG48300S |  | 396 |  | 1 | 1 | 1200 |  | 45 | 396
|  | 60"x300' |  |  | 14AG60300S |  | 495 |  | 1 | 1 | 1500 |  | 50 | 495
|  | 72"x300' |  |  | 14AG72300S |  | 594 |  | 1 | 1 | 1800 |  | 72 | 594
|  | 84"x300' |  |  | 14AG84300S |  | 693 |  | 1 | 1 | 2100 |  | 82 | 693
|  | 96"x300' |  |  | 14AG96300S |  | 792 |  | 1 | 1 | 2400 |  | 94 | 792
Custom Sized Roll Configurator
| Product | Width (in.) |  | Length (ft.) |  |  |  |  | Part Number | Multiplier |  |  | List Price | Net Price
| 15g FG |  | 0 | 300 |  |  |  |  | 14AG300S | 1 |  |  | 0 | 0
[7 empty] | S | 14AG |  |  | 0.33 |  | 0
Media roll widths from 20" to 96" available
Contact Customer Care at 800-537-5454 for additional sizes and information.
Prices from Configurator subject to override by listed part numbers and prices above
Standard Pads
| Description | Nominal Size |  |  | Part # |  |  |  | Case Qty | Multiplier |  |  | List Price | Net Price
| 15g Fiberglass Pads | 20"x20" |  |  | 14AGP202050 |  |  |  | 50 | 1 |  |  | 80.562 | 80.562
| · 2" Green/White | 20"x20" |  |  | 14AGP2020100 |  |  |  | 100 | 1 |  |  | 161.124 | 161.124
|  | 20"x25" |  |  | 14AGP202550 |  |  |  | 50 | 1 |  |  | 100.688 | 100.688
|  | 20"x25" |  |  | 14AGP2025100 |  |  |  | 100 | 1 |  |  | 201.376 | 201.376
|  | 24"x24" |  |  | 14AGP242450 |  |  |  | 50 | 1 |  |  | 116 | 116
|  | 24"x24" |  |  | 14AGP2424100 |  |  |  | 100 | 1 |  |  | 232 | 232
| Pre-Cut Blanket Configurator | [13 empty] | Back to Table of Contents
| Product | Width (in.) | Fraction |  | Length (in.) | Fraction |  |  | Part Number (Each) | Multiplier |  |  | List Price | Net Price |  | 0
| 15g FG |  | 0 |  |  | 0 |  |  | 14AGB0 | 1 |  |  | 0 | 0 |  | 0.25
[8 empty] | 14AGB |  |  | 0.58 |  | 0 |  |  | 0.5
| Compression Wound? | Blankets per Roll |  |  | Minimum Order Qty (Blankets) |  |  |  | Part Number (Compression wound Blankets) | Multiplier |  |  | List Price | Net Price |  | 0.75
| YES | #DIV/0! |  |  | #DIV/0! |  |  |  | #DIV/0! | 1 |  |  | #DIV/0! | #DIV/0!
#DIV/0!
Smallest dimension MUST be WIDTH
Pre-Cut blanket lengths from 20" to 200" available
Minimum Order Quantity determined by blanket dimensions.
Contact Customer Care at 800-537-5454 for additional sizes and information.
Prices from Configurator subject to override by listed part numbers and prices above
15g FIBERGLASS ROLLS, PADS & PRE-CUT BLANKETS 2" Green/White

## FMP18 (VA-1) FG
Prices subject to change without notice
Phone: 800-537-5454 |  |  |  |  | Multiplier | [6 empty] | finishing-inquiry@filtrationgroup.com
Fax: 262-657-2210 |  |  |  |  | 1 | [6 empty] | finishingorders@filtrationgroup.com
Rolls
[11 empty] | Sq-Ft/ Roll |  | Shipping Wt./Roll
| Description | Nominal Size |  |  | Part # |  | List Price |  | Case Qty | Multiplier |  |  |  | Net Price
Back to Table of Contents
| Series FMP18 / VA-1 Rolls | 20"x300' |  |  | 14AGVA120300 |  | 218.57 |  | 1 | 1 | 500 |  |  | 218.57
| 2" Yellow | 25"x300' |  |  | 14AGVA125300 |  | 261.5099 |  | 1 | 1 | 625 |  |  | 261.5099
|  | 30"x300' |  |  | 14AGVA130300 |  | 327.88 |  | 1 | 1 | 750 |  |  | 327.88
|  | 36"x300' |  |  | 14AGVA136300 |  | 393.48 |  | 1 | 1 | 900 |  |  | 393.48
|  | 42"x300' |  |  | 14AGVA142300 |  | 409.5 |  | 1 | 1 | 1050 |  |  | 409.5
|  | 45"x300' |  |  | 14AGVA145300 |  | 491.85 |  | 1 | 1 | 1125 |  |  | 491.85
|  | 48"x300' |  |  | 14AGVA148300 |  | 381.4568 |  | 1 | 1 | 1200 |  |  | 381.4568
|  | 60"x300' |  |  | 14AGVA160300 |  | 655.77 |  | 1 | 1 | 1500 |  |  | 655.77
|  | 84"x300' |  |  | 14AGVA184300 |  | 667.5488 |  | 1 | 1 | 2100 |  |  | 667.5488
|  | 90"x300' |  |  | 14AGVA190300 |  | 983.68 |  | 1 | 1 | 2250 |  |  | 983.68
Custom Sized Roll Configurator
| Product | Width (in.) |  | Length (ft.) |  |  |  |  | Part Number | Multiplier |  |  | List Price | Net Price
| 18g / VA-1 |  | 0 | 300 |  |  |  |  | 14AGVA1300 | 1 |  |  | 0 | 0
[7 empty] | S | 14AGVA1 |  |  | 0.39 |  | 0
Media roll widths from 20" to 96" available
Contact Customer Care at 800-537-5454 for additional sizes and information.
Prices from Configurator subject to override by listed part numbers and prices above
Standard Pads
| Description | Nominal Size |  |  | Part # |  |  |  | Case Qty | Multiplier |  |  | List Price | Net Price
| FMP18 / VA-1 Pads | 20"x20" |  |  | 14AGPVA12020100 |  |  |  | 100 | 1 |  |  | 181.43 | 181.43
| 2" Yellow | 20"x25" |  |  | 14AGPVA12025100 |  |  |  | 100 | 1 |  |  | 226.44 | 226.44
| Pre-Cut Blanket Configurator | [13 empty] | Back to Table of Contents
| Product | Width (in.) | Fraction |  | Length (in.) | Fraction |  |  | Part Number (Each) | Multiplier |  |  | List Price | Net Price
| FMP18 / VA-1 |  | 0 |  |  | 0 |  |  | 14AGBVA10 | 1 |  |  | 0 | 0
[8 empty] | 14AGBVA1 |  |  | 0.64 |  | 0
| Compression Wound? | Blankets per Roll |  |  | Minimum Order Qty (Blankets) |  |  |  | Part Number (Compression wound Blankets) | Multiplier |  |  | List Price | Net Price
| YES | #DIV/0! |  |  | #DIV/0! |  |  |  | #DIV/0! | 1 |  |  | #DIV/0! | #DIV/0!
#DIV/0!
Smallest dimension MUST be WIDTH
Pre-Cut blanket lengths from 20" to 200" available
Minimum Order Quantity determined by blanket dimensions.
Contact Customer Care at 800-537-5454 for additional sizes and information.
| Prices from Configurator subject to override by listed part numbers and prices above | [14 empty] | 0
0.25
0.5
0.75
Series FMP18 / VA-1 FIBERGLASS ROLLS, PADS & PRE-CUT BLANKETS 2" Yellow

## 18g Poly-Backed FG
Prices subject to change without notice
Phone: 800-537-5454 |  |  |  |  | Multiplier | [6 empty] | finishing-inquiry@filtrationgroup.com
Fax: 262-657-2210 |  |  |  |  | 1 | [6 empty] | finishingorders@filtrationgroup.com
Rolls
[11 empty] | Sq-Ft/ Roll |  | Shipping Wt./Roll
| Description | Nominal Size |  |  | Part # |  | List Price |  | Case Qty | Multiplier |  |  |  | Net Price
Back to Table of Contents
| 18g Poly-Backed Rolls | 20"x300' |  |  | 14AG20300PB |  | 225 |  | 1 | 1 | 500 |  | 26 | 225
| 2.5" Green w/ Poly | 25"x300' |  |  | 14AG25300PB |  | 281.25 |  | 1 | 1 | 625 |  | 30 | 281.25
|  | 30"x300' |  |  | 14AG30300PB |  | 337.5 |  | 1 | 1 | 750 |  | 36 | 337.5
|  | 36"x300' |  |  | 14AG36300PB |  | 405 |  | 1 | 1 | 900 |  | 42 | 405
|  | 41"x300' |  |  | 14AG41300PB |  | 461.25 |  | 1 | 1 | 1025 |  | 45 | 461.25
|  | 45"x300' |  |  | 14AG45300PB |  | 506.25 |  | 1 | 1 | 1125 |  | 50 | 506.25
|  | 48"x300' |  |  | 14AG48300PB |  | 540 |  | 1 | 1 | 1200 |  | 53 | 540
|  | 60"x300' |  |  | 14AG60300PB |  | 675 |  | 1 | 1 | 1500 |  | 72 | 675
|  | 84"x300' |  |  | 14AG84300PB |  | 945 |  | 1 | 1 | 2100 |  | 95 | 945
Custom Sized Roll Configurator
| Product | Width (in.) |  | Length (ft.) |  |  |  |  | Part Number | Multiplier |  |  | List Price | Net Price
| 18g Poly-Back |  | 0 | 300 |  |  |  |  | 14AG300PB | 1 |  |  | 0 | 0
[7 empty] | PB | 14AG |  |  | 0.65 |  | 0
Media roll widths from 20" to 96" available
Contact Customer Care at 800-537-5454 for additional sizes and information.
Prices from Configurator subject to override by listed part numbers and prices above
Standard Pads
| Description | Nominal Size |  |  | Part # |  |  |  | Case Qty | Multiplier |  |  | List Price | Net Price
| 18g Poly-Backed Pads | 20"x20" |  |  | 14AGP2020PG50 |  |  |  | 50 | 1 |  |  | 97.23 | 97.23
| 2.5" Green w/ Poly | 20"x25" |  |  | 14AGP2025PG50 |  |  |  | 50 | 1 |  |  | 123.95 | 123.95
| Pre-Cut Blanket Configurator | [13 empty] | Back to Table of Contents
| Product | Width (in.) | Fraction |  | Length (in.) | Fraction |  |  | Part Number | Multiplier |  |  | List Price | Net Price
| 18g PB / HS2 |  | 0 |  |  | 0 |  |  | 14AGBHS20 | 1 |  |  | 0 | 0
[8 empty] | 14AGBHS2 |  |  | 0.9 |  | 0
| Compression Wound? | Blankets per Roll |  |  | Minimum Order Qty (Blankets) |  |  |  | Part Number (Compression wound Blankets) |  |  |  | List Price | Net Price
| YES | #DIV/0! |  |  | #DIV/0! |  |  |  | #DIV/0! |  |  |  | #DIV/0! | #DIV/0!
#DIV/0!
Smallest dimension MUST be WIDTH
Pre-Cut blanket lengths from 20" to 200" available
Minimum Order Quantity determined by blanket dimensions.
Contact Customer Care at 800-537-5454 for additional sizes and information.
| Prices from Configurator subject to override by listed part numbers and prices above | [14 empty] | 0
0.25
0.5
0.75
18g POLY-BACKED FIBERGLASS ROLLS, PADS & PRE-CUT BLANKETS 2.5" Green w/ Poly Back

## 22g FG
Prices subject to change without notice
Phone: 800-537-5454 |  |  |  |  | Multiplier | [6 empty] | finishing-inquiry@filtrationgroup.com
Fax: 262-657-2210 |  |  |  |  | 1 | [6 empty] | finishingorders@filtrationgroup.com
Rolls
[11 empty] | Sq-Ft/ Roll |  | Shipping Wt./Roll
| Description | Nominal Size |  |  | Part # |  | List Price |  | Case Qty | Multiplier |  |  |  | Net Price
Back to Table of Contents
| 22g Fiberglass Rolls | 20"x300' |  |  | 14AG20300 |  | 195 |  | 1 | 1 | 500 |  | 26 | 195
| 2" Yellow/White | 21"x300' |  |  | 14AG21300 |  | 204.75 |  | 1 | 1 | 525 |  | 26 | 204.75
|  | 24"x300' |  |  | 14AG24300 |  | 234 |  | 1 | 1 | 600 |  | 36 | 234
|  | 25"x300' |  |  | 14AG25300 |  | 243.75 |  | 1 | 1 | 625 |  | 36 | 243.75
|  | 27"x300' |  |  | 14AG27300 |  | 263.25 |  | 1 | 1 | 675 |  | 38 | 263.25
|  | 28"x300' |  |  | 14AG28300 |  | 273 |  | 1 | 1 | 700 |  | 38 | 273
|  | 30"x300' |  |  | 14AG30300 |  | 292.5 |  | 1 | 1 | 750 |  | 38 | 292.5
|  | 36"x300' |  |  | 14AG36300 |  | 351 |  | 1 | 1 | 900 |  | 50 | 351
|  | 40"x300' |  |  | 14AG40300 |  | 390 |  | 1 | 1 | 1000 |  | 55 | 390
|  | 41"x300' |  |  | 14AG41300 |  | 399.75 |  | 1 | 1 | 1025 |  | 55 | 399.75
|  | 45"x300' |  |  | 14AG45300 |  | 438.75 |  | 1 | 1 | 1125 |  | 56 | 438.75
|  | 48"x300' |  |  | 14AG48300 |  | 468 |  | 1 | 1 | 1200 |  | 63 | 468
|  | 60"x300' |  |  | 14AG60300 |  | 585 |  | 1 | 1 | 1500 |  | 75 | 585
|  | 84"x300' |  |  | 14AG84300 |  | 819 |  | 1 | 1 | 2100 |  | 106 | 819
|  | 96"x300' |  |  | 14AG96300 |  | 748.8097 |  | 1 | 1 | 2400 |  | 126 | 748.8097
Custom Sized Roll Configurator
| Product | Width (in.) |  | Length (ft.) |  |  |  |  | Part Number | Multiplier |  |  | List Price | Net Price
| 22g FG |  | 0 | 300 |  |  |  |  | 14AG300 | 1 |  |  | 0 | 0
[7 empty] | S | 14AG |  |  | 0.39 |  | 0
Media roll widths from 20" to 96" available
Contact Customer Care at 800-537-5454 for additional sizes and information.
Prices from Configurator subject to override by listed part numbers and prices above
Standard Pads
| Description | Nominal Size |  |  | Part # |  |  |  | Case Qty | Multiplier |  |  | List Price | Net Price
| 22g Fiberglass Pads | 20"x20" |  |  | 14AGP2020HD50 |  |  |  | 50 | 1 |  |  | 88.896 | 88.896
| 2" Yellow/White | 20"X20" |  |  | 14AGP2020HD100 |  |  |  | 100 | 1 |  |  | 177.792 | 177.792
|  | 20"X25" |  |  | 14AGP2025HD50 |  |  |  | 50 | 1 |  |  | 111.104 | 111.104
|  | 20"X25" |  |  | 14AGP2025HD100 |  |  |  | 100 | 1 |  |  | 222.208 | 222.208
|  | 24"X24" |  |  | 14AGP2424HD50 |  |  |  | 50 | 1 |  |  | 128 | 128 | 128
| Pre-Cut Blanket Configurator | [13 empty] | Back to Table of Contents
| Product | Width (in.) | Fraction |  | Length (in.) | Fraction |  |  | Part Number |  |  | Multiplier | List Price | Net Price |  | 0
| 22g FG |  | 0 |  |  | 0 |  |  | 14AGB0HD |  | 0.64 | 1 | 0 | 0 |  | 0.25
[8 empty] | 14AGB |  | HD |  |  | 0 |  |  | 0.5
| Compression Wound? | Blankets per Roll |  |  | Minimum Order Qty (Blankets) |  |  |  | Part Number (Compression wound Blankets) |  |  | Multiplier | List Price | Net Price |  | 0.75
| YES | #DIV/0! |  |  | #DIV/0! |  |  |  | #DIV/0! |  |  | 1 | #DIV/0! | #DIV/0!
#DIV/0!
Smallest dimension MUST be WIDTH
Pre-Cut blanket lengths from 20" to 200" available
Minimum Order Quantity determined by blanket dimensions.
Contact Customer Care at 800-537-5454 for additional sizes and information.
Prices from Configurator subject to override by listed part numbers and prices above
22g FIBERGLASS ROLLS, PADS & PRE-CUT BLANKETS 2" Yellow/White

## MONO (VA) FG
Prices subject to change without notice
Phone: 800-537-5454 |  |  |  |  | Multiplier | [6 empty] | finishing-inquiry@filtrationgroup.com
Fax: 262-657-2210 |  |  |  |  | 1 | [6 empty] | finishingorders@filtrationgroup.com
Rolls
[11 empty] | Sq-Ft/ Roll |  | Shipping Wt./Roll
| Description | Nominal Size |  |  | Part # |  | List Price |  | Case Qty | Multiplier |  |  |  | Net Price
Back to Table of Contents
| Series Mono (VA) Rolls | 20"x300' |  |  | 20WROLLMON |  | 0.34 |  | 1 | 1 | 500 |  | 20 | 0.34
| 2.5" White | 25"x300' |  |  | 25WROLLMON |  | 0.34 |  | 1 | 1 | 625 |  | 25 | 0.34
|  | 30"x300' |  |  | 30WROLLMON |  | 0.34 |  | 1 | 1 | 750 |  | 31 | 0.34
|  | 36"x300' |  |  | 36WROLLMON |  | 0.34 |  | 1 | 1 | 900 |  | 35 | 0.34
|  | 40"x300' |  |  | 40WROLLMON |  | 0.34 |  | 1 | 1 | 1000 |  | 39 | 0.34
|  | 42"x300' |  |  | 42WROLLMON |  | 0.34 |  | 1 | 1 | 1050 |  | 40 | 0.34
|  | 48"x300' |  |  | 48WROLLMON |  | 0.34 |  | 1 | 1 | 1200 |  | 45 | 0.34
|  | 60"x300' |  |  | 60WROLLMON |  | 0.34 |  | 1 | 1 | 1500 |  | 50 | 0.34
|  | 72"x300' |  |  | 72WROLLMON |  | 0.34 |  | 1 | 1 | 1800 |  | 72 | 0.34
|  | 84"x300' |  |  | 84WROLLMON |  | 0.34 |  | 1 | 1 | 2100 |  | 82 | 0.34
|  | 96"x300' |  |  | 96WROLLMON |  | 0.34 |  | 1 | 1 | 2400 |  | 92 | 0.34
Custom Sized Roll Configurator
| Product | Width (in.) |  | Length (ft.) |  |  |  |  | Part Number | Multiplier |  |  | List Price/SF | Net Price/SF
| MONO (VA) |  | 0 | 300 |  |  |  |  | WROLLMON | 1 |  |  | 0.34 | 0.34
[7 empty] | WROLLMON |  |  |  | 0.34 |  | 0.34
Media roll widths from 20" to 96" available
Contact Customer Care at 800-537-5454 for additional sizes and information.
Prices from Configurator subject to override by listed part numbers and prices above
Standard Pads
| Description | Nominal Size |  |  | Part # |  |  |  | Case Qty | Multiplier |  |  | List Price | Net Price
| MONO (VA) Pads | 20"x20" |  |  | 202050MP |  |  |  | 50 | 1 |  |  | 1.639 | 1.639
| 2.5" White | 20"x20" |  |  | 2020100MP |  |  |  | 100 | 1 |  |  | 1.639 | 1.639
|  | 20"x25" |  |  | 202550MP |  |  |  | 50 | 1 |  |  | 2.048 | 2.048
|  | 20"x25" |  |  | 2025100MP |  |  |  | 100 | 1 |  |  | 2.048 | 2.048
| Pre-Cut Blanket Configurator | [13 empty] | Back to Table of Contents
| Product | Width (in.) | Fraction |  | Length (in.) | Fraction |  |  | Part Number (Each Blanket) |  |  | Multiplier | List Price | Net Price
| MONO (VA) |  | - |  |  | - |  |  | 14AGBVA0 |  | 0.59 | 1 | #VALUE! | #VALUE!
[8 empty] | 14AGBVA |  | BKMP |  |  | #VALUE!
| Compression Wound? | Blankets per Roll |  |  | Minimum Order Qty (Blankets) |  |  |  | Part Number (Compression wound Blankets) |  |  | Multiplier | List Price | Net Price
| YES | #DIV/0! |  |  | #DIV/0! |  |  |  | #DIV/0! |  |  | 1 | #VALUE! | #VALUE!
[13 empty] | #VALUE! |  |  | YES
| Smallest dimension MUST be WIDTH | [14 empty] | -
| Pre-Cut blanket lengths from 20" to 200" available | [14 empty] | 0.25
Minimum Order Quantity determined by blanket dimensions.
| Contact Customer Care at 800-537-5454 for additional sizes and information. | [14 empty] | 0.5
| Prices from Configurator subject to override by listed part numbers and prices above | [14 empty] | 0.75
Series MONO (VA) FIBERGLASS ROLLS, PADS & PRE-CUT BLANKETS 2.5" White

## VA-0 FG
Prices subject to change without notice
Phone: 800-537-5454 |  |  |  |  | Multiplier | [6 empty] | finishing-inquiry@filtrationgroup.com
Fax: 262-657-2210 |  |  |  |  | 1 | [6 empty] | finishingorders@filtrationgroup.com
Rolls
[11 empty] | Sq-Ft/ Roll |  | Shipping Wt./Roll
| Description | Nominal Size |  |  | Part # |  | List Price |  | Case Qty | Multiplier |  |  |  | Net Price
Back to Table of Contents
| VA-0 Fiberglass Rolls | 20"x300' |  |  | 14AGVA020300 |  | 148.79 |  | 1 | 1 | 500 |  | 14 | 148.79
| 1" Blue | 24"x300' |  |  | 14AGVA024300 |  | 180 |  | 1 | 1 | 600 |  | 16 | 180
|  | 25"x300' |  |  | 14AGVA025300 |  | 148.6531 |  | 1 | 1 | 625 |  | 16 | 148.6531
|  | 30"x300' |  |  | 14AGVA030300 |  | 225 |  | 1 | 1 | 750 |  | 20 | 225
|  | 36"x300' |  |  | 14AGVA036300 |  | 270 |  | 1 | 1 | 900 |  | 24 | 270
|  | 45"x300' |  |  | 14AGVA045300 |  | 334.77 |  | 1 | 1 | 1125 |  | 30 | 334.77
|  | 48"x300' |  |  | 14AGVA048300 |  | 285.4132 |  | 1 | 1 | 1200 |  | 32 | 285.4132
|  | 72"x300' |  |  | 14AGVA072300 |  | 535.63 |  | 1 | 1 | 1800 |  | 48 | 535.63
|  | 84"x300' |  |  | 14AGVA084300 |  | 499.4726 |  | 1 | 1 | 2100 |  | 54 | 499.4726
|  | 96"x300' |  |  | 14AGVA096300 |  | 720 |  | 1 | 1 | 2400 |  | 64 | 720
Custom Sized Roll Configurator
| Product | Width (in.) |  | Length (ft.) |  |  |  |  | Part Number | Multiplier |  |  | List Price | Net Price
| VA-0 |  | 0 | 300 |  |  |  |  | 14AGVA0300 | 1 |  |  | 0 | 0
[7 empty] | S | 14AGVA0 |  |  | 0.3 |  | 0
Media roll widths from 20" to 96" available
Contact Customer Care at 800-537-5454 for additional sizes and information.
Prices from Configurator subject to override by listed part numbers and prices above
Standard Pads
| Description | Nominal Size |  |  | Part # |  |  |  | Case Qty | Multiplier |  |  | List Price | Net Price
| VA-0 Fiberglass Pads | 20"x20" |  |  | 14AGPVA02020100 |  |  |  | 100 | 1 |  |  | 152.79 | 152.79
| 1" Blue | 20"X25" |  |  | 14AGPVA02025100 |  |  |  | 100 | 1 |  |  | 190.96 | 190.96
| Pre-Cut Blanket Configurator | [13 empty] | Back to Table of Contents
| Product | Width (in.) | Fraction |  | Length (in.) | Fraction |  |  | Part Number |  |  | Multiplier | List Price | Net Price
| VA-0 |  | 0 |  |  | 0 |  |  | 14AGBVA00 |  | 0.55 | 1 | 0 | 0
[8 empty] | 14AGBVA0 |  |  |  |  | 0
| Compression Wound? | Blankets per Roll |  |  | Minimum Order Qty (Blankets) |  |  |  | Part Number (Compression wound Blankets) |  |  | Multiplier | List Price | Net Price
| YES | #DIV/0! |  |  | #DIV/0! |  |  |  | #DIV/0! |  |  | 1 | #DIV/0! | #DIV/0!
#DIV/0!
Smallest dimension MUST be WIDTH
Pre-Cut blanket lengths from 20" to 200" available
Minimum Order Quantity determined by blanket dimensions.
Contact Customer Care at 800-537-5454 for additional sizes and information.
| Prices from Configurator subject to override by listed part numbers and prices above | [14 empty] | 0
0.25
0.5
0.75
SERIES VA-0 FIBERGLASS ROLLS, PADS & PRE-CUT BLANKETS 1" Blue

## VA-3 FG
Prices subject to change without notice
Phone: 800-537-5454 |  |  |  |  | Multiplier | [6 empty] | finishing-inquiry@filtrationgroup.com
Fax: 262-657-2210 |  |  |  |  | 1 | [6 empty] | finishingorders@filtrationgroup.com
Rolls
[11 empty] | Sq-Ft/ Roll |  | Shipping Wt./Roll
| Description | Nominal Size |  |  | Part # |  | List Price |  | Case Qty | Multiplier |  |  |  | Net Price
Back to Table of Contents
| VA-3 Fiberglass Rolls | 20"x300' |  |  | 14AGVA320300 |  | 343.14 |  | 1 | 1 | 500 |  | 18 | 343.14
| 1" Blue w/ Poly Back | 24"x300' |  |  | 14AGVA324300 |  | 411.76 |  | 1 | 1 | 600 |  | 22 | 411.76
|  | 30"x300' |  |  | 14AGVA330300 |  | 514.71 |  | 1 | 1 | 750 |  | 27 | 514.71
|  | 36"x300' |  |  | 14AGVA336300 |  | 585 |  | 1 | 1 | 900 |  | 32 | 585
|  | 42"x300' |  |  | 14AGVA342300 |  | 682.5 |  | 1 | 1 | 1050 |  | 36 | 682.5
|  | 45"x300' |  |  | 14AGVA345300 |  | 731.25 |  | 1 | 1 | 1125 |  | 40 | 731.25
|  | 48"x300' |  |  | 14AGVA348300 |  | 780 |  | 1 | 1 | 1200 |  | 44 | 780
|  | 52"x300' |  |  | 14AGVA352300 |  | 845 |  | 1 | 1 | 1300 |  | 46 | 845
|  | 54"x300' |  |  | 14AGVA354300 |  | 877.5 |  | 1 | 1 | 1350 |  | 48 | 877.5
|  | 60"x300' |  |  | 14AGVA360300 |  | 975 |  | 1 | 1 | 1500 |  | 63 | 975
|  | 72"x300' |  |  | 14AGVA372300 |  | 1170 |  | 1 | 1 | 1800 |  | 64 | 1170
|  | 84"x300' |  |  | 14AGVA384300 |  | 1365 |  | 1 | 1 | 2100 |  | 72 | 1365
|  | 86"x300' |  |  | 14AGVA386300 |  | 1397.5 |  | 1 | 1 | 2150 |  | 74 | 1397.5
Custom Sized Roll Configurator
| Product | Width (in.) |  | Length (ft.) |  |  |  |  | Part Number | Multiplier |  |  | List Price | Net Price
| VA-3 |  | 0 | 300 |  |  |  |  | 14AGVA3300 | 1 |  |  | 0 | 0
[7 empty] | S | 14AGVA3 |  |  | 0.65 |  | 0
Media roll widths from 20" to 96" available
Contact Customer Care at 800-537-5454 for additional sizes and information.
Prices from Configurator subject to override by listed part numbers and prices above
Standard Pads
| Description | Nominal Size |  |  | Part # |  |  |  | Case Qty | Multiplier |  |  | List Price | Net Price
| VA-3 Fiberglass Pads | 20"x20" |  |  | 14AGPVA32020100 |  |  |  | 100 | 1 |  |  | 250.02 | 250.02
| 1" Blue w/ Poly Back | 24"X24" |  |  | 14AGPVA3242450 |  |  |  | 50 | 1 |  |  | 180 | 180
| Pre-Cut Blanket Configurator | [13 empty] | Back to Table of Contents
| Product | Width (in.) | Fraction |  | Length (in.) | Fraction |  |  | Part Number |  |  | Multiplier | List Price | Net Price
| VA-3 |  | 0 |  |  | 0 |  |  | 14AGBVA30 |  | 0.9 | 1 | 0 | 0
[8 empty] | 14AGBVA3 |  |  |  |  | 0
| Compression Wound? | Blankets per Roll |  |  | Minimum Order Qty (Blankets) |  |  |  | Part Number (Compression wound Blankets) |  |  | Multiplier | List Price | Net Price
| YES | #DIV/0! |  |  | #DIV/0! |  |  |  | #DIV/0! |  |  | 1 | #DIV/0! | #DIV/0!
#DIV/0!
Smallest dimension MUST be WIDTH
| Pre-Cut blanket lengths from 20" to 200" available | [14 empty] | 0
Minimum Order Quantity determined by blanket dimensions.
| Contact Customer Care at 800-537-5454 for additional sizes and information. | [14 empty] | 0.25
| Prices from Configurator subject to override by listed part numbers and prices above | [14 empty] | 0.5
0.75
SERIES VA-3 FIBERGLASS ROLLS, PADS & PRE-CUT BLANKETS 1" Blue w/ Poly Back

## GPF FG
Prices subject to change without notice
Phone: 800-537-5454 |  |  |  |  | Multiplier | [6 empty] | finishing-inquiry@filtrationgroup.com
Fax: 262-657-2210 |  |  |  |  | 1 | [6 empty] | finishingorders@filtrationgroup.com
Rolls
[11 empty] | Sq-Ft/ Roll |  | Shipping Wt./Roll
| Description | Nominal Size |  |  | Part # |  | List Price |  | Case Qty | Multiplier |  |  |  | Net Price
Back to Table of Contents
| GPF Fiberglass Rolls | 20"x300' |  |  | 14AGGPF20300 |  | 240 |  | 1 | 1 | 500 |  | 18 | 240
| 1.5" Yellow/White | 24"x300' |  |  | 14AGGPF24300 |  | 288 |  | 1 | 1 | 600 |  | 22 | 288
|  | 25"x300' |  |  | 14AGGPF25300 |  | 300 |  | 1 | 1 | 625 |  | 22 | 300
|  | 30"x300' |  |  | 14AGGPF30300 |  | 360 |  | 1 | 1 | 750 |  | 27 | 360
|  | 36"x300' |  |  | 14AGGPF36300 |  | 432 |  | 1 | 1 | 900 |  | 32 | 432
|  | 46"x300' |  |  | 14AGGPF46300 |  | 552 |  | 1 | 1 | 1150 |  | 40 | 552
|  | 48"x300' |  |  | 14AGGPF48300 |  | 477.6532 |  | 1 | 1 | 1200 |  | 44 | 477.6532
|  | 66"x300' |  |  | 14AGGPF66300 |  | 656.7729 |  | 1 | 1 | 1650 |  | 58 | 656.7729
Custom Sized Roll Configurator
| Product | Width (in.) |  | Length (ft.) |  |  |  |  | Part Number | Multiplier |  |  | List Price | Net Price
| GPF |  | 0 | 300 |  |  |  |  | 14AGGPF300 | 1 |  |  | 0 | 0
[7 empty] | S | 14AGGPF |  |  | 0.48 |  | 0
Media roll widths from 20" to 96" available
Contact Customer Care at 800-537-5454 for additional sizes and information.
Prices from Configurator subject to override by listed part numbers and prices above
Standard Pads
| Description | Nominal Size |  |  | Part # |  |  |  | Case Qty | Multiplier |  |  | List Price | Net Price
| GPF Fiberglass Pads | 20"x20" |  |  | 14AGPGPF2020100 |  |  |  | 100 | 1 |  |  | 203 | 203
1.5" Yellow/White
| Pre-Cut Blanket Configurator | [13 empty] | Back to Table of Contents
| Product | Width (in.) | Fraction |  | Length (in.) | Fraction |  |  | Part Number |  |  | Multiplier | List Price | Net Price
| GPF |  | 0 |  |  | 0 |  |  | 14AGBGPF0 |  | 0.73 | 1 | 0 | 0
[8 empty] | 14AGBGPF |  |  |  |  | 0
| Compression Wound? | Blankets per Roll |  |  | Minimum Order Qty (Blankets) |  |  |  | Part Number (Compression wound Blankets) |  |  | Multiplier | List Price | Net Price
| YES | #DIV/0! |  |  | #DIV/0! |  |  |  | #DIV/0! |  |  | 1 | #DIV/0! | #DIV/0!
#DIV/0!
Smallest dimension MUST be WIDTH
Pre-Cut blanket lengths from 20" to 200" available
Minimum Order Quantity determined by blanket dimensions.
Contact Customer Care at 800-537-5454 for additional sizes and information.
Prices from Configurator subject to override by listed part numbers and prices above
0
0.25
0.5
0.75
SERIES GPF FIBERGLASS ROLLS, PADS & PRE-CUT BLANKETS 1.5" Yellow/Green

## E28 FG
Prices subject to change without notice
Phone: 800-537-5454 |  |  |  |  | Multiplier | [6 empty] | finishing-inquiry@filtrationgroup.com
Fax: 262-657-2210 |  |  |  |  | 1 | [6 empty] | finishingorders@filtrationgroup.com
Rolls
[11 empty] | Sq-Ft/ Roll |  | Shipping Wt./Roll
| Description | Nominal Size |  |  | Part # |  | List Price |  | Case Qty | Multiplier |  |  |  | Net Price
Back to Table of Contents
| E28 Fiberglass Rolls | 20"x200' |  |  | 14AGE2820200 |  | 233.33 |  | 1 | 1 | 333.3 |  | 21 | 233.33
| 3" Orange/White | 21"x200' |  |  | 14AGE2821200 |  | 218.75 |  | 1 | 1 | 350 |  | 21 | 218.75
|  | 24"x200' |  |  | 14AGE2824200 |  | 280 |  | 1 | 1 | 400 |  | 25 | 280
|  | 25"x200' |  |  | 14AGE2825200 |  | 291.67 |  | 1 | 1 | 416.67 |  | 26 | 291.67
|  | 28"x200' |  |  | 14AGE2828200 |  | 326.67 |  | 1 | 1 | 466.67 |  | 31 | 326.67
|  | 30"x200' |  |  | 14AGE2830200 |  | 350 |  | 1 | 1 | 500 |  | 31 | 350
|  | 36"x200' |  |  | 14AGE2836200 |  | 420 |  | 1 | 1 | 600 |  | 37 | 420
|  | 40"x200' |  |  | 14AGE2840200 |  | 466.67 |  | 1 | 1 | 666.67 |  | 42 | 466.67
|  | 41"x200' |  |  | 14AGE2841200 |  | 478.33 |  | 1 | 1 | 683.33 |  | 42 | 478.33
|  | 45"x200' |  |  | 14AGE2845200 |  | 525 |  | 1 | 1 | 750 |  | 46 | 525
|  | 48"x200' |  |  | 14AGE2848200 |  | 560 |  | 1 | 1 | 800 |  | 49 | 560
|  | 60"x200' |  |  | 14AGE2860200 |  | 700 |  | 1 | 1 | 1000 |  | 61 | 700
|  | 66"x200' |  |  | 14AGE2866200 |  | 710 |  | 1 | 1 | 1100 |  | 68 | 710
|  | 84"x200' |  |  | 14AGE2884200 |  | 980 |  | 1 | 1 | 1400 |  | 93 | 980
|  | 90"X200' |  |  | 14AGE2890200 |  | 937.5 |  | 1 | 1 | 1500 |  | 95 | 937.5
Custom Sized Roll Configurator
| Product | Width (in.) |  | Length (ft.) |  |  |  |  | Part Number | Multiplier |  |  | List Price | Net Price
| E28 | 84 | 0 | 200 |  |  |  |  | 14AGE2884200 | 1 |  |  | 875 | 875
[7 empty] | S | 14AGE28 |  |  | 0.625 |  | 875
Media roll widths from 20" to 96" available
Contact Customer Care at 800-537-5454 for additional sizes and information.
Prices from Configurator subject to override by listed part numbers and prices above
Standard Pads
| Description | Nominal Size |  |  | Part # |  |  |  | Case Qty | Multiplier |  |  | List Price | Net Price
| E28 Fiberglass Pads | 20"x20" |  |  | 14AGPE28202050 |  |  |  | 50 | 1 |  |  | 121.538 | 121.538
| 3" Orange/White | 20"X25" |  |  | 14AGPE28202550 |  |  |  | 50 | 1 |  |  | 151.9 | 151.9
|  | 24"X24" |  |  | 14AGPE28242450 |  |  |  | 50 | 1 |  |  | 175 | 175
| Pre-Cut Blanket Configurator | [13 empty] | Back to Table of Contents
| Product | Width (in.) | Fraction |  | Length (in.) | Fraction |  |  | ITEM NUMBER |  |  | Multiplier | List Price | Net Price
| E28 |  | 0 |  |  | 0 |  |  | 14AGBE280 |  | 0.875 | 1 | 0 | 0
[8 empty] | 14AGBE28 |  |  |  |  | 0
| Compression Wound? | Blankets per Roll |  |  | Minimum Order Qty (Blankets) |  |  |  | Item Number (Compression wound Blankets) |  |  | Multiplier | List Price | Net Price
| YES | #DIV/0! |  |  | #DIV/0! |  |  |  | #DIV/0! |  |  | 1 | #DIV/0! | #DIV/0! |  | 0
[13 empty] | #DIV/0! |  |  | 0.25
| Smallest dimension MUST be WIDTH | [14 empty] | 0.5
| Pre-Cut blanket lengths from 20" to 200" available | [14 empty] | 0.75
Minimum Order Quantity determined by blanket dimensions.
Contact Customer Care at 800-537-5454 for additional sizes and information.
Prices from Configurator subject to override by listed part numbers and prices above
SERIES E28 FIBERGLASS ROLLS, PADS & PRE-CUT BLANKETS 3" Orange/White

## VA-7 FG
Prices subject to change without notice
Phone: 800-537-5454 |  |  |  |  | Multiplier | [6 empty] | finishing-inquiry@filtrationgroup.com
Fax: 262-657-2210 |  |  |  |  | 1 | [6 empty] | finishingorders@filtrationgroup.com
Rolls
[11 empty] | Sq-Ft/ Roll |  | Shipping Wt./Roll
| Description | Nominal Size |  |  | Part # |  | List Price |  | Case Qty | Multiplier |  |  |  | Net Price
Back to Table of Contents
| VA-7 Fiberglass Rolls | 24"x300' |  |  | 14AGVA724300 |  | 445.01 |  | 1 | 1 | 600 |  |  | 445.01
| 3" Green w/ Poly Back | 30"x300' |  |  | 14AGVA730300 |  | 556.26 |  | 1 | 1 | 750 |  |  | 556.26
|  | 36"x300' |  |  | 14AGVA736300 |  | 630 |  | 1 | 1 | 900 |  |  | 630
|  | 45"x300' |  |  | 14AGVA745300 |  | 787.5 |  | 1 | 1 | 1125 |  |  | 787.5
|  | 48"x300' |  |  | 14AGVA748300 |  | 840 |  | 1 | 1 | 1200 |  |  | 840
|  | 60"x300' |  |  | 14AGVA760300 |  | 1112.52 |  | 1 | 1 | 1500 |  |  | 1112.52
|  | 72"x300' |  |  | 14AGVA772300 |  | 1335.02 |  | 1 | 1 | 1800 |  |  | 1335.02
|  | 84"x300' |  |  | 14AGVA784300 |  | 1470 |  | 1 | 1 | 2100 |  |  | 1470
Custom Sized Roll Configurator
| Product | Width (in.) |  | Length (ft.) |  |  |  |  | Part Number | Multiplier |  |  | List Price | Net Price
| VA-7 |  | 0 | 300 |  |  |  |  | 14AGVA7300 | 1 |  |  | 0 | 0
[7 empty] | S | 14AGVA7 |  |  | 0.7 |  | 0
Media roll widths from 20" to 96" available
Contact Customer Care at 800-537-5454 for additional sizes and information.
Prices from Configurator subject to override by listed part numbers and prices above
Standard Pads
| Description | Nominal Size |  |  | Part # |  |  |  | Case Qty | Multiplier |  |  | List Price | Net Price
| VA-7 Fiberglass Pads | 20"x20" |  |  | 14AGPVA7202050 |  |  |  | 50 | 1 |  |  | 132 | 132
| 3" Green w/ Poly Back | 20"x25" |  |  | 14AGPVA7202550 |  |  |  | 50 | 1 |  |  | 164.92 | 164.92
| Pre-Cut Blanket Configurator | [13 empty] | Back to Table of Contents
| Product | Width (in.) | Fraction |  | Length (in.) | Fraction |  |  | Part Number |  |  | Multiplier | List Price | Net Price
| VA-7 |  | 0 |  |  | 0 |  |  | 14AGBVA70 |  | 0.95 | 1 | 0 | 0
[8 empty] | 14AGBVA7 |  |  |  |  | 0
| Compression Wound? | Blankets per Roll |  |  | Minimum Order Qty (Blankets) |  |  |  | Part Number (Compression wound Blankets) |  |  | Multiplier | List Price | Net Price
| YES | #DIV/0! |  |  | #DIV/0! |  |  |  | #DIV/0! |  |  | 1 | #DIV/0! | #DIV/0!
#DIV/0!
Smallest dimension MUST be WIDTH
Pre-Cut blanket lengths from 20" to 200" available
Minimum Order Quantity determined by blanket dimensions.
Contact Customer Care at 800-537-5454 for additional sizes and information.
Prices from Configurator subject to override by listed part numbers and prices above
0
0.25
0.5
0.75
SERIES VA-7 FIBERGLASS ROLLS, PADS & PRE-CUT BLANKETS 3" Green w/ Poly Back

## FR-1
Prices subject to change without notice
Phone: 800-537-5454 |  |  |  |  | Multiplier | [6 empty] | finishing-inquiry@filtrationgroup.com
Fax: 262-657-2210 |  |  |  |  | 1 | [6 empty] | finishingorders@filtrationgroup.com
Rolls
[11 empty] | Sq-Ft/ Roll |  | Shipping Wt./Roll
| Description | Nominal Size |  |  | Part # |  | List Price |  | Case Qty | Multiplier |  |  |  | Net Price
Back to Table of Contents
| FR-1 Rolls | 22"x131' |  |  | 03FR22131 |  | 312.22 |  | 1 | 1 | 240.1667 |  |  | 312.22
|  | 27"x131' |  |  | 03FR27131 |  | 383.18 |  | 1 | 1 | 294.75 |  |  | 383.18
|  | 42"x131' |  |  | 03FR48131 |  | 681.2 |  | 1 | 1 | 458.5 |  |  | 681.2
|  | 66"x131' |  |  | 03FR66131 |  | 936.6622 |  | 1 | 1 | 720.5 |  |  | 936.6622
|  | 86"x131' |  |  | 03FR86131 |  | 1220.48 |  | 1 | 1 | 938.8333 |  |  | 1220.48
Custom Sized Roll Configurator
| Product | Width (in.) |  | Length (ft.) |  |  |  |  | Part Number | Multiplier |  |  | List Price | Net Price
| FR-1 |  | 0 | 131 |  |  |  |  | 03FR131 | 1 |  |  | 0 | 0
[7 empty] | FR | 03 |  |  | 1.3 |  | 0
Media roll widths from 22" to 86" available
Contact Customer Care at 800-537-5454 for additional sizes and information.
Prices from Configurator subject to override by listed part numbers and prices above
Standard Pads
Back to Table of Contents
| Description | Nominal Size |  |  | Part # |  |  |  | Case Qty | Multiplier |  |  | List Price | Net Price
| FR-1 Pads | 20"x20" |  |  | 02FR2020 |  |  |  | 1 | 1 |  |  | 6.75 | 6.75
|  | 20"X25" |  |  | 02FR2025 |  |  |  | 1 | 1 |  |  | 8.44 | 8.44
|  | 24"X24" |  |  | 02FR2424 |  |  |  | 1 | 1 |  |  | 9.72 | 9.72
Standard Panels
| Description | Nominal Size |  |  | Part # |  |  |  | Case Qty | Multiplier |  |  | List Price | Net Price
| FR-1 Panels | 12"x24" |  |  | 01FR122424 |  |  |  | 24 | 1 |  |  | 224.8488 | 224.85
|  | 16"x20" |  |  | 01FR162024 |  |  |  | 24 | 1 |  |  | 202.3068 | 202.31
|  | 16"x25" |  |  | 01FR162524 |  |  |  | 24 | 1 |  |  | 212.5884 | 212.59
|  | 20"x20" |  |  | 01FR202020 |  |  |  | 20 | 1 |  |  | 177.1536 | 177.15
|  | 20"x24" |  |  | 01FR202424 |  |  |  | 24 | 1 |  |  | 247.7376 | 247.74
|  | 20"x25" |  |  | 01FR202524 |  |  |  | 24 | 1 |  |  | 254.1024 | 254.1
|  | 24"x24" |  |  | 01FR242424 |  |  |  | 24 | 1 |  |  | 291.5568 | 291.56
|  | 20"x46" |  |  | 01FR204610 |  |  |  | 10 | 1 |  |  | 194.2998 | 194.3
|  | 20"x48" |  |  | 01FR204810 |  |  |  | 10 | 1 |  |  | 194.2998 | 194.3
|  | 20"x50" |  |  | 01FR205010 |  |  |  | 10 | 1 |  |  | 194.2998 | 194.3 |  | 0
|  | 20"x46" |  |  | 01FR2046S24 |  |  |  | 24 | 1 |  |  | 531.4812 | 531.48 |  | 0.25
|  | 20"x48" |  |  | 01FR2048S24 |  |  |  | 24 | 1 |  |  | 531.4812 | 531.48 |  | 0.5
0.75
X-Wire Panels
| Description | Nominal Size |  |  | Part # |  |  |  | Case Qty | Multipler |  |  | List Price | Net Price
| FR-1 X-Wire Panels | 20"x20" |  |  | 01FRX202024 |  |  |  | 24 | 1 |  |  | 334.1088 | 334.11
|  | 20"x20" |  |  | 01FRX202025 |  |  |  | 25 | 1 |  |  | 344.6511 | 344.65
|  | 20"x25" |  |  | 01FRX202524 |  |  |  | 24 | 1 |  |  | 413.5813 | 413.58
|  | 20"x24" |  |  | 01FRX2424 |  |  |  | 1 | 1 |  |  | 19.8519 | 19.85
Pre-Cut Blanket Configurator
Back to Table of Contents
| Product | Width (in.) | Fraction |  | Length (in.) | Fraction |  |  | Part Number | Multiplier |  |  | List Price | Net Price
| FR-1 |  | 0 |  |  | 0 |  |  | 02FR | 1 |  |  | 0 | 0
[8 empty] | 02FR |  |  | 4.253 |  | 0
Smallest dimension MUST be WIDTH
Pre-Cut blanket lengths from 6" to 200" available
Contact Customer Care at 800-537-5454 for additional sizes and information.
Prices from Configurator subject to override by listed part numbers and prices above
FILTRAIR FR-1 ROLLS, PADS, PRE-CUT BLANKETS & PANELS

## AFR-1
Prices subject to change without notice
Phone: 800-537-5454 |  |  |  |  | Multiplier | [6 empty] | finishing-inquiry@filtrationgroup.com
Fax: 262-657-2210 |  |  |  |  | 1 | [6 empty] | finishingorders@filtrationgroup.com
Rolls
[11 empty] | Sq-Ft/ Roll |  | Shipping Wt./Roll
| Description | Nominal Size |  |  | Part # |  | List Price |  | Case Qty | Multiplier |  |  |  | Net Price
Back to Table of Contents
| AFR-1 Rolls | 22"x131' |  |  | 03AFR22131 |  | 360.25 |  | 1 | 1 | 240.1667 |  |  | 360.25
|  | 27"x131' |  |  | 03AFR27131 |  | 442.125 |  | 1 | 1 | 294.75 |  |  | 442.125
|  | 51"x131' |  |  | 03AFR57131 |  | 835.125 |  | 1 | 1 | 556.75 |  |  | 835.125
|  | 55"x131' |  |  | 03AFR55131 |  | 900.625 |  | 1 | 1 | 600.4167 |  |  | 900.625
|  | 61"x131' |  |  | 03AFR61131 |  | 998.875 |  | 1 | 1 | 665.9167 |  |  | 998.875
|  | 81"x85' |  |  | 03AFR8185 |  | 1326.38 |  | 1 | 1 | 884.25 |  |  | 1326.38
|  | 86"x85' |  |  | 03AFR8685 |  | 1408.25 |  | 1 | 1 | 938.8333 |  |  | 1408.25
Custom Sized Roll Configurator
| Product | Width (in.) |  | Length (ft.) |  |  |  |  | Part Number | Multiplier |  |  | List Price | Net Price
| AFR-1 |  | 0 | 131 |  |  |  |  | 03AFR131 | 1 |  |  | 0 | 0
[7 empty] | S | 03AFR |  |  | 1.5 |  | 0
Media roll widths from 22" to 86" available
Contact Customer Care at 800-537-5454 for additional sizes and information.
Prices from Configurator subject to override by listed part numbers and prices above
| Standard Panels | [13 empty] | Back to Table of Contents
| Description | Nominal Size |  |  | Part # |  |  |  | Case Qty | Multipler |  |  | List Price | Net Price
| AFR-1 Panels | 12"x24" |  |  | 01AFR122424 |  |  |  | 24 | 1 |  |  | 247.0049 | 247.0049
|  | 16"x20" |  |  | 01AFR162024 |  |  |  | 24 | 1 |  |  | 185.8032 | 185.8032
|  | 16"x25" |  |  | 01AFR162524 |  |  |  | 24 | 1 |  |  | 229.6427 | 229.6427
|  | 20"x20" |  |  | 01AFR202024 |  |  |  | 24 | 1 |  |  | 229.6224 | 229.6224
|  | 20"x24" |  |  | 01AFR202424 |  |  |  | 24 | 1 |  |  | 257.7529 | 257.7529
|  | 20"x25" |  |  | 01AFR202524 |  |  |  | 24 | 1 |  |  | 257.7529 | 257.7529
|  | 24"x24" |  |  | 01AFR242424 |  |  |  | 24 | 1 |  |  | 308.4776 | 308.4776
|  | 20"x46" |  |  | 01AFR204610 |  |  |  | 10 | 1 |  |  | 214.7873 | 214.7873
|  | 20"x48" |  |  | 01AFR204810 |  |  |  | 10 | 1 |  |  | 214.7873 | 214.7873
|  | 20"x50" |  |  | 01AFR205010 |  |  |  | 10 | 1 |  |  | 214.7873 | 214.7873
|  | 20"x46" |  |  | 01AFR2046S12 |  |  |  | 12 | 1 |  |  | 278.4294 | 278.4294
|  | 20"x48" |  |  | 01AFR2048S24 |  |  |  | 24 | 1 |  |  | 556.8486 | 556.8486
X-Wire Panels
| Description | Nominal Size |  |  | Part # |  |  |  | Case Qty | Multipler |  |  | List Price | Net Price |  | 0
0.25
| AFR-1 X-Wire Panels | 20"x20" |  |  | 01AFRX202024 |  |  |  | 24 | 1 |  |  | 340.2341 | 340.2341 |  | 0.5
|  | 20"X25" |  |  | 01AFRX202524 |  |  |  | 24 | 1 |  |  | 410.1048 | 410.1048 |  | 0.75
|  | 24"X24" |  |  | 01AFRX242424 |  |  |  | 24 | 1 |  |  | 489.9371 | 489.9371
| Pre-Cut Blanket Configurator | [13 empty] | Back to Table of Contents
| Product | Width (in.) | Fraction |  | Length (in.) | Fraction |  |  | Part Number | Multiplier |  |  | List Price | Net Price
| AFR-1 Single Ply |  | 0 |  |  | 0 |  |  | 02AFR | 1 |  |  | 0 | 0
[8 empty] | 02AFR |  |  | 4.463 |  | 0
| Product | Width (in.) | Fraction |  | Length (in.) | Fraction |  |  | Part Number | Multiplier |  |  | List Price | Net Price
| AFR-1 Two Ply |  | 0 |  |  | 0 |  |  | 02AFR2P | 1 |  |  | 0 | 0
[8 empty] | 02AFR |  |  | 5.513 |  | 0
2P
Smallest dimension MUST be WIDTH
Pre-Cut blanket lengths from 6" to 200" available
Contact Customer Care at 800-537-5454 for additional sizes and information.
Prices from Configurator subject to override by listed part numbers and prices above
FILTRAIR AFR-1 CDM ROLLS, PADS, PRE-CUT BLANKETS & PANELS

## FF500G
Prices subject to change without notice
Phone: 800-537-5454 |  |  |  |  | Multiplier | [6 empty] | finishing-inquiry@filtrationgroup.com
Fax: 262-657-2210 |  |  |  |  | 1 | [6 empty] | finishingorders@filtrationgroup.com
Rolls
[11 empty] | Sq-Ft/ Roll |  | Shipping Wt./Roll
| Description | Nominal Size |  |  | Part # |  | List Price |  | Case Qty | Multiplier |  |  |  | Net Price | Back to Table of Contents
| FF500G Rolls | 22"x67' |  |  | 35002267 |  | 297.2567 |  | 1 | 1 | 122.83 |  |  | 297.2567
|  | 24"x67' |  |  | 35002467 |  | 324.28 |  | 1 | 1 | 134 |  |  | 324.28
|  | 26"x67' |  |  | 35002667 |  | 351.3033 |  | 1 | 1 | 145.17 |  |  | 351.3033
|  | 30"x67' |  |  | 35003067 |  | 405.35 |  | 1 | 1 | 167.5 |  |  | 405.35
|  | 33"x67' |  |  | 35003367 |  | 445.885 |  | 1 | 1 | 184.25 |  |  | 445.885
|  | 36"x67' |  |  | 35003667 |  | 486.42 |  | 1 | 1 | 201 |  |  | 486.42
|  | 38.25"x67' |  |  | 0350038B67 |  | 516.8212 |  | 1 | 1 | 213.56 |  |  | 516.8212
|  | 39"x67' |  |  | 35003967 |  | 526.955 |  | 1 | 1 | 217.75 |  |  | 526.955
|  | 42"x67' |  |  | 35004267 |  | 567.49 |  | 1 | 1 | 234.5 |  |  | 567.49
|  | 45"x67' |  |  | 35004567 |  | 608.025 |  | 1 | 1 | 251.25 |  |  | 608.025
|  | 48"x67' |  |  | 35004867 |  | 648.56 |  | 1 | 1 | 268 |  |  | 648.56
|  | 52"x67' |  |  | 35005267 |  | 702.6067 |  | 1 | 1 | 290.33 |  |  | 702.6067
|  | 58"x67' |  |  | 35005867 |  | 783.6767 |  | 1 | 1 | 323.83 |  |  | 783.6767
|  | 59"x67' |  |  | 35005967 |  | 797.1883 |  | 1 | 1 | 329.42 |  |  | 797.1883
|  | 61"x67' |  |  | 35006167 |  | 824.2117 |  | 1 | 1 | 340.58 |  |  | 824.2117
|  | 64"x67' |  |  | 35006467 |  | 864.7467 |  | 1 | 1 | 357.33 |  |  | 864.7467
|  | 66"x67' |  |  | 35006667 |  | 891.77 |  | 1 | 1 | 368.5 |  |  | 891.77
|  | 74"x67' |  |  | 35007467 |  | 999.8633 |  | 1 | 1 | 413.17 |  |  | 999.8633
|  | 76"x67' |  |  | 35007667 |  | 1026.8867 |  | 1 | 1 | 424.33 |  |  | 1026.8867
|  | 78.75"x67' |  |  | 0350078F67 |  | 1064.0438 |  | 1 | 1 | 439.86 |  |  | 1064.0438
|  | 81"x67' |  |  | 35008167 |  | 1094.445 |  | 1 | 1 | 452.25 |  |  | 1094.445
|  | 86"x67' |  |  | 35008667 |  | 1162.0033 |  | 1 | 1 | 480.17 |  |  | 1162.0033
Custom Sized Roll Configurator
| Product | Width (in.) |  | Length (ft.) |  |  |  |  | Part Number | Multiplier |  |  | List Price | Net Price
| FF500G |  | 0 | 67 |  |  |  |  | 0350067 | 1 |  |  | 0 | 0
[7 empty] | S | 03500 |  |  | 2.94 |  | 0
Media roll widths from 22" to 86" available
Contact Customer Care at 800-537-5454 for additional sizes and information.
Prices from Configurator subject to override by listed part numbers and prices above
| Standard Panels | [13 empty] | Back to Table of Contents
| Description | Nominal Size |  |  | Part # |  | List Price |  | Case Qty | Multipler |  |  |  | Net Price
| FF500G Panels | 16"x20" |  |  | 01500162024 |  | 148.224 |  | 24 | 1 |  |  |  | 148.22 |  | 0
|  | 16"x24" |  |  | 01500162424 |  | 177.8688 |  | 24 | 1 |  |  |  | 177.87 |  | 0.25
|  | 20"x20" |  |  | 01500202024 |  | 185.28 |  | 20 | 1 |  |  |  | 185.28 |  | 0.5
|  | 20"x24" |  |  | 01500202424 |  | 222.336 |  | 24 | 1 |  |  |  | 222.34 |  | 0.75
|  | 20"x25" |  |  | 01500202520 |  | 193 |  | 20 | 1 |  |  |  | 193
|  | 24"x24" |  |  | 01500242424 |  | 266.1557 |  | 24 | 1 |  |  |  | 266.16
|  | 20"x46" |  |  | 01500204612 |  | 213.072 |  | 12 | 1 |  |  |  | 213.07
|  | 20"x48" |  |  | 01500204812 |  | 222.336 |  | 12 | 1 |  |  |  | 222.34
|  | 20"x50" |  |  | 01500205012 |  | 231.6 |  | 12 | 1 |  |  |  | 231.6
|  | 20"x46" |  |  | 015002046S12 |  | 213.072 |  | 12 | 1 |  |  |  | 213.07
|  | 20"x48" |  |  | 015002048S12 |  | 222.336 |  | 12 | 1 |  |  |  | 222.34
X-Wire Panels
| Description | Nominal Size |  |  | Part # |  | List Price |  | Case Qty | Multipler |  |  |  | Net Price
| FF500G X-Wire Panels | 20"x20" |  |  | 01500X202024 |  | 240.864 |  | 24 | 1 |  |  |  | 240.86
|  | 20"x24" |  |  | 01500X202424 |  | 289.0368 |  | 24 | 1 |  |  |  | 289.04
|  | 20"x25" |  |  | 01500X202524 |  | 301.08 |  | 24 | 1 |  |  |  | 301.08
|  | 24"x24" |  |  | 01500X242424 |  | 346.8442 |  | 24 | 1 |  |  |  | 346.84
|  | 20"x48" |  |  | 01500X204812 |  | 289.0368 |  | 12 | 1 |  |  |  | 289.04
| Pre-Cut Blanket Configurator | [13 empty] | Back to Table of Contents
| Product | Width (in.) | Fraction |  | Length (in.) | Fraction |  |  | Part Number | Multiplier |  |  | List Price | Net Price
| FF500G |  | 0 |  |  | 0 |  |  | 02500 | 1 |  |  | 0 | 0
[8 empty] | 02500 |  |  | 3.33 |  | 0
Smallest dimension MUST be WIDTH
Pre-Cut blanket lengths from 6" to 200" available
Contact Customer Care at 800-537-5454 for additional sizes and information.
Prices from Configurator subject to override by listed part numbers and prices above
FILTRAIR FF500G CDM EN:779-2012 = M5 ISO 16890 = ePM10 50%

## FF560GX
Prices subject to change without notice
Phone: 800-537-5454 |  |  |  |  | Multiplier | [6 empty] | finishing-inquiry@filtrationgroup.com
Fax: 262-657-2210 |  |  |  |  | 1 | [6 empty] | finishingorders@filtrationgroup.com
| Rolls | [13 empty] | Back to Table of Contents
[11 empty] | Sq-Ft/ Roll |  | Shipping Wt./Roll
| Description | Nominal Size |  |  | Part # |  | List Price |  | Case Qty | Multiplier |  |  |  | Net Price
| FF560GX Rolls | 22"x67' |  |  | 35602267 |  | 384.47 |  | 1 | 1 | 122.8333 |  |  | 384.47
|  | 24"x67' |  |  | 35602467 |  | 419.42 |  | 1 | 1 | 134 |  |  | 419.42
|  | 26"x67' |  |  | 35602667 |  | 454.37 |  | 1 | 1 | 145.1667 |  |  | 454.37
|  | 30"x67' |  |  | 35603067 |  | 524.59 |  | 1 | 1 | 167.5 |  |  | 524.59
|  | 33"x67' |  |  | 35603367 |  | 576.7 |  | 1 | 1 | 184.25 |  |  | 576.7
|  | 36"x67' |  |  | 35603667 |  | 629.13 |  | 1 | 1 | 201 |  |  | 629.13
|  | 38.25"x67' |  |  | 0356038B67 |  | 679.4904 |  | 1 | 1 | 213.5625 |  |  | 679.4904
|  | 39"x67' |  |  | 35603967 |  | 681.56 |  | 1 | 1 | 217.75 |  |  | 681.56
|  | 42"x67' |  |  | 35604267 |  | 733.99 |  | 1 | 1 | 234.5 |  |  | 733.99
|  | 45"x67' |  |  | 35604567 |  | 786.41 |  | 1 | 1 | 251.25 |  |  | 786.41
|  | 48"x67' |  |  | 35604867 |  | 838.84 |  | 1 | 1 | 268 |  |  | 838.84
|  | 52"x67' |  |  | 35605267 |  | 908.74 |  | 1 | 1 | 290.3333 |  |  | 908.74
|  | 58"x67' |  |  | 35605867 |  | 1013.6 |  | 1 | 1 | 323.8333 |  |  | 1013.6
|  | 59"x67' |  |  | 35605967 |  | 1031.08 |  | 1 | 1 | 329.4167 |  |  | 1031.08
|  | 61"x67' |  |  | 35606167 |  | 1066.02 |  | 1 | 1 | 340.5833 |  |  | 1066.02
|  | 64"x67' |  |  | 35606467 |  | 1118.45 |  | 1 | 1 | 357.3333 |  |  | 1118.45
|  | 66"x67' |  |  | 35606667 |  | 1153.41 |  | 1 | 1 | 368.5 |  |  | 1153.41
|  | 74"x67' |  |  | 35607467 |  | 1293.21 |  | 1 | 1 | 413.1667 |  |  | 1293.21
|  | 76"x67' |  |  | 35607667 |  | 1328.16 |  | 1 | 1 | 424.3333 |  |  | 1328.16
|  | 78.75"x67' |  |  | 0356078F67 |  | 1376.22 |  | 1 | 1 | 439.6875 |  |  | 1376.22
|  | 81"x67' |  |  | 35608167 |  | 1415.54 |  | 1 | 1 | 452.25 |  |  | 1415.54
|  | 86"x67' |  |  | 35608667 |  | 1502.92 |  | 1 | 1 | 480.1667 |  |  | 1502.92
Custom Sized Roll Configurator
| Product | Width (in.) |  | Length (ft.) |  |  |  |  | Part Number | Multiplier |  |  | List Price | Net Price
| FF560GX |  | 0 | 67 |  |  |  |  | 0356067 | 1 |  |  | 0 | 0
[7 empty] | S | 03560 |  |  | 3.13 |  | 0
Media roll widths from 22" to 86" available
Contact Customer Care at 800-537-5454 for additional sizes and information.
Prices from Configurator subject to override by listed part numbers and prices above
| Standard Panels | [13 empty] | Back to Table of Contents
| Description | Nominal Size |  |  | Part # |  |  |  | Case Qty | Multipler |  |  | List Price | Net Price
| FF560GX Panels | 16"x20" |  |  | 01560162024 |  |  |  | 24 | 1 |  |  | 349.44 | 349.44 |  | 0
|  | 16"x24" |  |  | 01560162424 |  |  |  | 24 | 1 |  |  | 396.4499 | 396.45 |  | 0.25
|  | 20"x20" |  |  | 01560202024 |  |  |  | 20 | 1 |  |  | 436.3772 | 436.38 |  | 0.5
|  | 20"x24" |  |  | 01560202424 |  |  |  | 24 | 1 |  |  | 524.16 | 524.16 |  | 0.75
|  | 20"x25" |  |  | 01560202520 |  |  |  | 20 | 1 |  |  | 401.625 | 401.63
|  | 24"x24" |  |  | 01560242424 |  |  |  | 24 | 1 |  |  | 628.4016 | 628.4
|  | 20"x46" |  |  | 01560204612 |  |  |  | 12 | 1 |  |  | 468.096 | 468.1
|  | 20"x48" |  |  | 01560204812 |  |  |  | 12 | 1 |  |  | 481.7572 | 481.76
|  | 20"x50" |  |  | 01560205012 |  |  |  | 12 | 1 |  |  | 508.8 | 508.8
|  | 20"x46" |  |  | 015602046S12 |  |  |  | 12 | 1 |  |  | 488.7414 | 488.74
|  | 20"x48" |  |  | 015602048S12 |  |  |  | 12 | 1 |  |  | 488.7414 | 488.74
X-Wire Panels
| Description | Nominal Size |  |  | Part # |  |  |  | Case Qty | Multipler |  |  | List Price | Net Price
| FF560GX X-Wire Panels | 20"x20" |  |  | 01560X202024 |  |  |  | 24 | 1 |  |  | 474.624 | 474.62
|  | 20"x24" |  |  | 01560X202424 |  |  |  | 24 | 1 |  |  | 576 | 576
|  | 20"x25" |  |  | 01560X202524 |  |  |  | 24 | 1 |  |  | 599.9235 | 599.92
|  | 24"x24" |  |  | 01560X242424 |  |  |  | 24 | 1 |  |  | 590.0775 | 590.08
|  | 20"x48" |  |  | 01560X204812 |  |  |  | 12 | 1 |  |  | 576 | 576
Pre-Cut Blanket Configurator
| Product | Width (in.) | Fraction |  | Length (in.) | Fraction |  |  | Part Number | Multiplier |  |  | List Price | Net Price
| FF560GX |  | 0 |  |  | 0 |  |  | 02560 | 1 |  |  | 0 | 0 | Back to Table of Contents
[8 empty] | 02560 |  |  | 3.77 |  | 0
Smallest dimension MUST be WIDTH
Pre-Cut blanket lengths from 6" to 200" available
Contact Customer Care at 800-537-5454 for additional sizes and information.
Prices from Configurator subject to override by listed part numbers and prices above
FILTRAIR FF560GX CDM EN:779-2012 = M5 ISO 16890 = ePM10 55%

## C600G
Prices subject to change without notice
Phone: 800-537-5454 |  |  |  |  | Multiplier | [6 empty] | finishing-inquiry@filtrationgroup.com
Fax: 262-657-2210 |  |  |  |  | 1 | [6 empty] | finishingorders@filtrationgroup.com
Rolls
[11 empty] | Sq-Ft/ Roll |  | Shipping Wt./Roll
| Description | Nominal Size |  |  | Part # |  | List Price |  | Case Qty | Multiplier |  |  |  | Net Price
Back to Table of Contents
| CC600G Rolls | 22"x67' |  |  | 36002267 |  | 460.4812 |  | 1 | 1 | 123.83 |  |  | 460.4812
|  | 24"x67' |  |  | 36002467 |  | 485.5904 |  | 1 | 1 | 134 |  |  | 485.5904
|  | 26"x67' |  |  | 36002667 |  | 453.6496 |  | 1 | 1 | 145.17 |  |  | 453.6496
|  | 38.25"x67' |  |  | 0360038B67 |  | 760.7798 |  | 1 | 1 | 213.56 |  |  | 760.7798
|  | 45"x67' |  |  | 36004567 |  | 934.841 |  | 1 | 1 | 251.25 |  |  | 934.841
|  | 59"x67' |  |  | 36005967 |  | 1161.489 |  | 1 | 1 | 329.42 |  |  | 1161.489
|  | 61"x67' |  |  | 36006167 |  | 1200.0905 |  | 1 | 1 | 340.58 |  |  | 1200.0905
|  | 74"x67' |  |  | 36007467 |  | 1450.949 |  | 1 | 1 | 413.17 |  |  | 1450.949
|  | 78.75"x67' |  |  | 0360078F67 |  | 1540.7492 |  | 1 | 1 | 439.86 |  |  | 1540.7492
|  | 81"x67' |  |  | 36008167 |  | 1586.3412 |  | 1 | 1 | 452.25 |  |  | 1586.3412
|  | 86"x67' |  |  | 36008667 |  | 1683.3677 |  | 1 | 1 | 480.17 |  |  | 1683.3677
Custom Sized Roll Configurator
| Product | Width (in.) |  | Length (ft.) |  |  |  |  | Part Number | Multiplier |  |  | List Price | Net Price
| CC600G |  | 0 | 67 |  |  |  |  | 0360067 | 1 |  |  | 0 | 0
[7 empty] | S | 03600 |  |  | 3.52 |  | 0
Media roll widths from 22" to 86" available
Contact Customer Care at 800-537-5454 for additional sizes and information.
Prices from Configurator subject to override by listed part numbers and prices above
| Standard Panels | [13 empty] | Back to Table of Contents
| Description | Nominal Size |  |  | Part # |  |  |  | Case Qty | Multipler |  |  | List Price | Net Price
| CC600G Panels | 20"x20" |  |  | 01600202024 |  |  |  | 24 | 1 |  |  | 400.2779 | 400.28
|  | 20"x24" |  |  | 01600202424 |  |  |  | 24 | 1 |  |  | 485.4678 | 485.47
|  | 20"x25" |  |  | 01600202524 |  |  |  | 24 | 1 |  |  | 505.6956 | 505.7
|  | 24"x24" |  |  | 01600242424 |  |  |  | 24 | 1 |  |  | 537.0681 | 537.07
|  | 20"x48" |  |  | 01600204812 |  |  |  | 12 | 1 |  |  | 484.992 | 484.99
X-Wire Panels
| Description | Nominal Size |  |  | Part # |  |  |  | Case Qty | Multipler |  |  | List Price | Net Price
| CC600G X-Wire Panels | 20"x20" |  |  | 01600X202025 |  |  |  | 24 | 1 |  |  | 565.1049 | 565.1
|  | 20"x25" |  |  | 01600X202524 |  |  |  | 24 | 1 |  |  | 638.5486 | 638.55 |  | 0
|  | 24"x24" |  |  | 01600X242424 |  |  |  | 24 | 1 |  |  | 680.8094 | 680.81 |  | 0.25
0.5
| Pre-Cut Blanket Configurator | [13 empty] | Back to Table of Contents | 0.75
| Product | Width (in.) | Fraction |  | Length (in.) | Fraction |  |  | Part Number | Multiplier |  |  | List Price | Net Price
| CC600G |  | 0 |  |  | 0 |  |  | 02600 | 1 |  |  | 0 | 0
[8 empty] | 02600 |  |  | 4.1 |  | 0
Smallest dimension MUST be WIDTH
Pre-Cut blanket lengths from 20" to 200" available
Contact Customer Care at 800-537-5454 for additional sizes and information.
Prices from Configurator subject to override by listed part numbers and prices above
FILTRAIR CC600G CDM EN:779-2012 = M5 ISO 16890 = ePM10 60%

## C15-350
Prices subject to change without notice
Phone: 800-537-5454 |  |  |  |  | Multiplier | [6 empty] | finishing-inquiry@filtrationgroup.com
Fax: 262-657-2210 |  |  |  |  | 1 | [6 empty] | finishingorders@filtrationgroup.com
Rolls
[11 empty] | Sq-Ft/ Roll |  | Shipping Wt./Roll
| Description | Nominal Size |  |  | Part # |  | List Price |  | Case Qty | Multiplier |  |  |  | Net Price
Back to Table of Contents
| C15-350 Rolls | 11"x67' |  |  | 03C153501167 |  | 162.8827 |  | 1 | 1 | 61.4167 |  |  | 162.8827
|  | 12"x67' |  |  | 03C153501267 |  | 167.0237 |  | 1 | 1 | 67 |  |  | 167.0237
|  | 20"x67' |  |  | 03C153502067 |  | 278.0581 |  | 1 | 1 | 111.6667 |  |  | 278.0581
|  | 24"x67' |  |  | 03C153502467 |  | 309.54 |  | 1 | 1 | 134 |  |  | 309.54
|  | 25"x67' |  |  | 03C153502567 |  | 322.44 |  | 1 | 1 | 139.5833 |  |  | 322.44
|  | 31"x67 |  |  | 03C153503167 |  | 397.4796 |  | 1 | 1 | 173.0833 |  |  | 397.4796
|  | 36"x67' |  |  | 03C153503667 |  | 464.31 |  | 1 | 1 | 201 |  |  | 464.31
|  | 40"x67' |  |  | 03C153504067 |  | 515.9 |  | 1 | 1 | 223.3333 |  |  | 515.9
|  | 42.75"x67' |  |  | 03C1535042F67 |  | 551.37 |  | 1 | 1 | 238.6875 |  |  | 551.37
|  | 80"x67' |  |  | 03C153508067 |  | 1031.8 |  | 1 | 1 | 446.6667 |  |  | 1031.8
Custom Sized Roll Configurator
| Product | Width (in.) |  | Length (ft.) |  |  |  |  | Part Number | Multiplier |  |  | List Price | Net Price
| C15-350 |  | 0 | 67 |  |  |  |  | 03C1535067 | 1 |  |  | 0 | 0
[7 empty] | S | 03C15350 |  |  | 2.31 |  | 0
Media roll widths from 12" to 80" available
Contact Customer Care at 800-537-5454 for additional sizes and information.
Prices from Configurator subject to override by listed part numbers and prices above
| Pre-Cut Blanket Configurator | [13 empty] | Back to Table of Contents
| Product | Width (in.) | Fraction |  | Length (in.) | Fraction |  |  | Part Number | Multiplier |  |  | List Price | Net Price
| C15-350 |  | 0 |  |  | 0 |  |  | 02C15350 | 1 |  |  | 0 | 0
[8 empty] | 02C15350 |  |  | 5.443 |  | 0
Smallest dimension MUST be WIDTH
| Pre-Cut blanket lengths from 6" to 200" available | [14 empty] | 0
| Contact Customer Care at 800-537-5454 for additional sizes and information. | [14 empty] | 0.25
| Prices from Configurator subject to override by listed part numbers and prices above | [14 empty] | 0.5
0.75
FILTRAIR C15-350 EN:779-2012 = G3 ISO 16890 = IC 60%

## C15-500
Prices subject to change without notice
Phone: 800-537-5454 |  |  |  |  | Multiplier | [6 empty] | finishing-inquiry@filtrationgroup.com
Fax: 262-657-2210 |  |  |  |  | 1 | [6 empty] | finishingorders@filtrationgroup.com
| Rolls | [13 empty] | Back to Table of Contents
[11 empty] | Sq-Ft/ Roll |  | Shipping Wt./Roll
| Description | Nominal Size |  |  | Part # |  | List Price |  | Case Qty | Multiplier |  |  |  | Net Price
| C15-500 Rolls | 11"x67' |  |  | 03C155001167 |  | 227.24 |  | 1 | 1 | 61.4167 |  |  | 227.24
|  | 16"x67' |  |  | 03C155001667 |  | 330.53 |  | 1 | 1 | 89.3333 |  |  | 330.53
|  | 18"x67' |  |  | 03C155001867 |  | 371.85 |  | 1 | 1 | 100.5 |  |  | 371.85
|  | 20"x67' |  |  | 03C155002067 |  | 413.17 |  | 1 | 1 | 111.6667 |  |  | 413.17
|  | 25"x67' |  |  | 03C155002567 |  | 516.46 |  | 1 | 1 | 139.5833 |  |  | 516.46
|  | 30"x67' |  |  | 03C155003067 |  | 619.75 |  | 1 | 1 | 167.5 |  |  | 619.75
|  | 36"x67' |  |  | 03C155003667 |  | 749.9002 |  | 1 | 1 | 201 |  |  | 749.9002
|  | 40"x67' |  |  | 03C155004067 |  | 826.33 |  | 1 | 1 | 223.3333 |  |  | 826.33
|  | 80"x67' |  |  | 03C155008067 |  | 1652.67 |  | 1 | 1 | 446.6667 |  |  | 1652.67
Custom Sized Roll Configurator
| Product | Width (in.) |  | Length (ft.) |  |  |  |  | Part Number | Multiplier |  |  | List Price | Net Price
| C15-500 |  | 0 | 67 |  |  |  |  | 03C1550067 | 1 |  |  | 0 | 0
[7 empty] | S | 03C15500 |  |  | 3.7 |  | 0
Media roll widths from 12" to 80" available
Contact Customer Care at 800-537-5454 for additional sizes and information.
Prices from Configurator subject to override by listed part numbers and prices above
| Pre-Cut Blanket Configurator | [13 empty] | Back to Table of Contents
| Product | Width (in.) | Fraction |  | Length (in.) | Fraction |  |  | Part Number | Multiplier |  |  | List Price | Net Price
| C15-500 |  | 0 |  |  | 0 |  |  | 02C15500 | 1 |  |  | 0 | 0
[8 empty] | 02C15500 |  |  | 7.98 |  | 0
Smallest dimension MUST be WIDTH
| Pre-Cut blanket lengths from 6" to 200" available | [14 empty] | 0
| Contact Customer Care at 800-537-5454 for additional sizes and information. | [14 empty] | 0.25
| Prices from Configurator subject to override by listed part numbers and prices above | [14 empty] | 0.5
0.75
FILTRAIR C15-500 EN:779-2012 = G4 ISO 16890 = IC 65%

## C3-300
Prices subject to change without notice
Phone: 800-537-5454 |  |  |  |  | Multiplier | [6 empty] | finishing-inquiry@filtrationgroup.com
Fax: 262-657-2210 |  |  |  |  | 1 | [6 empty] | finishingorders@filtrationgroup.com
| Rolls | [13 empty] | Back to Table of Contents
[11 empty] | Sq-Ft/ Roll |  | Shipping Wt./Roll
| Description | Nominal Size |  |  | Part # |  | List Price |  | Case Qty | Multiplier |  |  |  | Net Price
| C3-300 Rolls | 16"x67' |  |  | 03C33001667 |  | 184.92 |  | 1 | 1 | 89.3333 |  |  | 184.92
|  | 20"x67' |  |  | 03C33002067 |  | 245.2196 |  | 1 | 1 | 111.6667 |  |  | 245.2196
|  | 21"x67' |  |  | 03C33002167 |  | 242.71 |  | 1 | 1 | 117.25 |  |  | 242.71
|  | 24"x67' |  |  | 03C33002467 |  | 277.38 |  | 1 | 1 | 134 |  |  | 277.38
|  | 27"x67' |  |  | 03C33002767 |  | 312.05 |  | 1 | 1 | 150.75 |  |  | 312.05
|  | 30"x67' |  |  | 03C33003067 |  | 346.73 |  | 1 | 1 | 167.5 |  |  | 346.73
|  | 32"x67' |  |  | 03C33003267 |  | 369.84 |  | 1 | 1 | 178.6667 |  |  | 369.84
|  | 38"x67' |  |  | 03C33003867 |  | 439.19 |  | 1 | 1 | 212.1667 |  |  | 439.19
|  | 40"x67' |  |  | 03C33004067 |  | 462.3 |  | 1 | 1 | 223.3333 |  |  | 462.3
|  | 60"x67' |  |  | 03C33006067 |  | 693.45 |  | 1 | 1 | 335 |  |  | 693.45
|  | 62"x67' |  |  | 03C33006267 |  | 696.33 |  | 1 | 1 | 346.1667 |  |  | 696.33
|  | 80"x67' |  |  | 03C33008067 |  | 924.6 |  | 1 | 1 | 446.6667 |  |  | 924.6
Custom Sized Roll Configurator
| Product | Width (in.) |  | Length (ft.) |  |  |  |  | Part Number | Multiplier |  |  | List Price | Net Price
| C3-300 |  | 0 | 67 |  |  |  |  | 03C330067 | 1 |  |  | 0 | 0
[7 empty] | S | 03C3300 |  |  | 2.07 |  | 0
Media roll widths from 12" to 80" available
Contact Customer Care at 800-537-5454 for additional sizes and information.
Prices from Configurator subject to override by listed part numbers and prices above
| Pre-Cut Blanket Configurator | [13 empty] | Back to Table of Contents
| Product | Width (in.) | Fraction |  | Length (in.) | Fraction |  |  | Part Number | Multiplier |  |  | List Price | Net Price
| C3-300 |  | 0 |  |  | 0 |  |  | 02C3300 | 1 |  |  | 0 | 0
[8 empty] | 02C3300 |  |  | 4.881 |  | 0
Smallest dimension MUST be WIDTH
| Pre-Cut blanket lengths from 6" to 200" available | [14 empty] | 0
| Contact Customer Care at 800-537-5454 for additional sizes and information. | [14 empty] | 0.25
| Prices from Configurator subject to override by listed part numbers and prices above | [14 empty] | 0.5
0.75
FILTRAIR C3-300 EN:779-2012 = M5 ISO 16890 = ePM10 50%

## VNF-290
Prices subject to change without notice
Phone: 800-537-5454 |  |  |  |  | Multiplier | [6 empty] | finishing-inquiry@filtrationgroup.com
Fax: 262-657-2210 |  |  |  |  | 1 | [6 empty] | finishingorders@filtrationgroup.com
Rolls
[11 empty] | Sq-Ft/ Roll |  | Shipping Wt./Roll
| Description | Nominal Size |  |  | Part # |  | List Price |  | Case Qty | Multiplier |  |  |  | Net Price | Back to Table of Contents
| VNF-290 Rolls | 25"x67' |  |  | 03VNF2902567 |  | 436.26 |  | 1 | 1 | 139.5833 |  |  | 436.26
|  | 27"x67' |  |  | 03VNF2902767 |  | 272.86 |  | 1 | 1 | 150.75 |  |  | 272.86
|  | 36"x67' |  |  | 03VNF2903667 |  | 363.81 |  | 1 | 1 | 201 |  |  | 363.81
|  | 38"x67' |  |  | 03VNF2903867 |  | 384.02 |  | 1 | 1 | 212.1667 |  |  | 384.02
|  | 40"x67' |  |  | 03VNF2904067 |  | 404.23 |  | 1 | 1 | 223.3333 |  |  | 404.23
|  | 48"x67' |  |  | 03VNF2904867 |  | 580.0526 |  | 1 | 1 | 268 |  |  | 580.0526
|  | 80"x67' |  |  | 03VNF2908067 |  | 621.027 |  | 1 | 1 | 446.6667 |  |  | 621.027
Custom Sized Roll Configurator
| Product | Width (in.) |  | Length (ft.) |  |  |  |  | Part Number | Multiplier |  |  | List Price | Net Price
| VNF-290 |  | 0 | 67 |  |  |  |  | 03VNF29067 | 1 |  |  | 0 | 0
[7 empty] | S | 03VNF290 |  |  | 1.81 |  | 0
Media roll widths from 12" to 80" available
Contact Customer Care at 800-537-5454 for additional sizes and information.
Prices from Configurator subject to override by listed part numbers and prices above
| Pre-Cut Blanket Configurator | [13 empty] | Back to Table of Contents
| Product | Width (in.) | Fraction |  | Length (in.) | Fraction |  |  | Part Number | Multiplier |  |  | List Price | Net Price
| VNF-290 |  | 0 |  |  | 0 |  |  | 02VNF290 | 1 |  |  | 0 | 0
[8 empty] | 02VNF290 |  |  | 5.635 |  | 0
Smallest dimension MUST be WIDTH
| Pre-Cut blanket lengths from 6" to 200" available | [14 empty] | 0
| Contact Customer Care at 800-537-5454 for additional sizes and information. | [14 empty] | 0.25
| Prices from Configurator subject to override by listed part numbers and prices above | [14 empty] | 0.5
0.75
FILTRAIR VNF-290 ROLLS, PADS & PRE-CUT BLANKETS

## Sewn Bags & Cubes (hidden)
E75
Prices subject to change without notice
Phone: 800-537-5454 |  |  |  |  | Multiplier |  | finishing-inquiry@filtrationgroup.com
Fax: 262-657-2210 |  |  |  |  | 1 |  | finishingorders@filtrationgroup.com
CUBE FILTERS - SERIES E75
| Nominal Size | Part # |  | List Price | Case Qty Options | Multiplier | Shipping Wt. | Net Price
1 Pocket | [8 empty] | L | W | D | CI
| 20"x20"x10" | 10E75202010 |  | 21.3107 | 8 or 10 | 1 |  | 21.31 | 20 | 20 | 10 | 4000
| 20"x20"x15" | 10E75202015 |  | 23.5316 | 10 | 1 |  | 23.53 | 20 | 20 | 15 | 6000
2 Pocket
| 12”x24”x10” | 10E751224102 |  | 9.3788 | 8 | 1 | 12.17 | 9.38 | 12 | 24 | 10 | 5760
| 20"x20"x10" | 10E752020152 |  | 19.5391 | 10 | 1 | 13.36 | 19.54 | 20 | 20 | 15 | 12000
| 24"x24"x10" | 10E752424102 |  | 18.7575 | 10 | 1 | 14.22 | 18.76 | 24 | 24 | 10 | 11520
| 12”x24”x15” | 10E751224152 |  | 7.0341 | 10 | 1 | 11.61 | 7.03 | 12 | 24 | 15 | 4320
| 16”x20”x15” | 10E751620152 |  | 7.8156 | 10 | 1 | 12.66 | 7.82 | 16 | 20 | 15 | 4800
| 20"x20"x15" | 10E752020152 |  | 19.5391 | 7, 8 or 10 | 1 | 13.53 | 19.54 | 20 | 20 | 15 | 12000
| 20"x25"x15" | 10E752025152 |  | 20.2807 | 9 | 1 | 13.97 | 20.28 | 20 | 25 | 15 | 15000
| 24"x24"x15" | 10E752424152 |  | 21.1974 | 10 | 1 | 15.23 | 21.2 | 24 | 24 | 15 | 17280
3 Pocket
| 20"x20"x15" | 10E752020153 |  | 29.7361 | 8 or 10 | 1 | 11.61 | 29.74 | 20 | 20 | 11.6667 | 14000
| 24"x24"x15" | 10E752424153 |  | 31.6622 | 10 | 1 | 12.66 | 31.66 | 20 | 20 | 11.6667 | 14000
*****MUST ORDER IN INCREMENTS OF AVAILABLE CASE QTY ABOVE
CUBE FILTERS - SERIES E12H
| Nominal Size | Part # |  | List Price | Case Pack Options |  | Shipping Wt. | Net Price
2 Pocket
| 20"x20"x10" | 10E12H2020102 |  | 18.5153 | 10 | 1 | 10.36 | 18.52 | 20 | 20 | 10 | 8000
| 20"x25"x10" | 10E12H2025102 |  | 23.1441 | 4 or 8 | 1 | 11.28 | 23.14 | 20 | 25 | 10 | 10000
| 20"x20"x15" | 10E12H2020152 |  | 26.0075 | 8 or 10 | 1 | 12.07 | 26.01 | 20 | 20 | 15 | 12000
| 20"x25"x15" | 10E12H2025152 |  | 27.2332 | 8 | 1 | 12.37 | 27.23 | 20 | 25 | 15 | 15000
| 24"x24"x15" | 10E12H2424152 |  | 28.8606 | 8 | 1 | 13.55 | 28.86 | 24 | 24 | 15 | 17280
3 Pocket
| 20"x25"x15" | 10E12H2025153 |  | 39.2945 | 6 | 1 | 11.61 | 39.29 | 20 | 25 | 15 | 22500
| 24"x24"x15" | 10E12H2424153 |  | 41.4575 | 6 | 1 | 12.66 | 41.46 | 24 | 24 | 15 | 25920
*****MUST ORDER IN INCREMENTS OF AVAILABLE CASE QTY ABOVE
CUBE FILTERS - SERIES 65
| Nominal Size | Part # |  | List Price | Case Pack Options | Multiplier | Shipping Wt. | Net Price
1 Pocket
| 12"x20"x10" |  | 1065122010 | 6.3932 | 10 | 1 |  | 6.39 | 12 | 10 | 10 | 1200
| 12"x24"x10" |  | 1065122410 | 15.3437 | 10 | 1 |  | 15.34 | 12 | 24 | 10 | 2880
| 20"x20"x10" |  | 1065202010 | 21.3107 | 10 | 1 |  | 21.31 | 20 | 20 | 10 | 4000
| 24"x24"x10" |  | 1065242410 | 30.6874 | 8 or 10 | 1 |  | 30.69 | 24 | 24 | 10 | 5760
| 12"x24"x15" |  | 1065122415 | 23.0156 | 8 | 1 |  | 23.02 | 12 | 24 | 15 | 4320
| 20"x20"x15" |  | 1065202015 | 31.9661 | 10 | 1 |  | 31.97 | 20 | 20 | 15 | 6000
| 20"x24"x15" |  | 1065202415 | 38.3593 | 8 | 1 |  | 38.36 | 20 | 24 | 15 | 7200
| 20"x25"x15" |  | 1065202515 | 39.9576 | 8 | 1 |  | 39.96 | 20 | 25 | 15 | 7500
| 24"x24"x15" |  | 1065242415 | 46.0311 | 8 or 10 | 1 |  | 46.03 | 24 | 24 | 15 | 8640
2 Pocket
| 12”x24”x10” |  | 10651224102 | 30.6874 | 10 | 1 | 12.17 | 30.69 | 12 | 24 | 10 | 5760
| 16"x25"x10" |  | 10651625102 | 42.6214 | 10 | 1 | 13.36 | 42.62 | 16 | 25 | 10 | 8000
| 20"x20"x10" |  | 10652020102 | 42.6214 | 8 or 10 | 1 | 14.22 | 42.62 | 20 | 20 | 10 | 8000
| 20"x24"x10" |  | 10652024102 | 51.1457 | 10 | 1 |  | 51.15 | 20 | 24 | 10 | 9600
| 24"x24"x10" |  | 10652424102 | 61.3748 | 4 or 8 | 1 |  | 61.37 | 24 | 24 | 10 | 11520
| 12”x24”x15” |  | 10651224152 | 46.0311 | 8 | 1 | 11.61 | 46.03 | 12 | 24 | 15 | 8640
| 16”x20”x15” |  | 10651620152 | 51.1457 | 8 | 1 | 12.66 | 51.15 | 16 | 20 | 15 | 9600
| 16"x25"x15" |  | 10651625152 | 63.9321 | 8 | 1 | 13.53 | 63.93 | 16 | 25 | 15 | 12000
| 20"x20"x15" |  | 10652020152 | 63.9321 | 4, 8 or 10 | 1 | 13.97 | 63.93 | 20 | 20 | 15 | 12000
| 20"x24"X15" |  | 10652024152 | 76.7185 | 8 | 1 | 15.23 | 76.72 | 20 | 24 | 15 | 14400
| 20"x25"x15" |  | 10652025152 | 79.9151 | 10 | 1 |  | 79.92 | 20 | 25 | 15 | 15000
| 24"x24"x15" |  | 10652424152 | 92.0622 | 6, 8 or 10 | 1 |  | 92.06 | 24 | 24 | 15 | 17280
| 16"x20"x20" |  | 10651620202 | 68.1942 | 6 | 1 |  | 68.19 | 16 | 20 | 20 | 12800
| 20"x20"x20" |  | 10652020202 | 85.2428 | 10 | 1 |  | 85.24 | 20 | 20 | 20 | 16000
| 20"x24"x20" |  | 10652024202 | 102.2914 | 10 | 1 |  | 102.29 | 20 | 24 | 20 | 19200
| 20"x25"x20" |  | 10652025202 | 106.5535 | 6 or 8 | 1 |  | 106.55 | 20 | 25 | 20 | 20000
| 24"x24"x20" |  | 10652424202 | 122.7496 | 4 or 6 | 1 |  | 122.75 | 24 | 24 | 20 | 23040
3 Pocket
| 24"x24"x10" |  | 106522424103 | 92.0622 | 6 or 8 | 1 |  | 92.06 | 24 | 24 | 10 | 17280
| 20"x20"x15" |  | 10652020153 | 95.8982 | 8 | 1 | 11.61 | 95.9 | 20 | 20 | 15 | 18000
| 20"x24"x15" |  | 10652024153 | 115.0778 | 8 | 1 | 12.66 | 115.08 | 20 | 24 | 15 | 21600
| 24"x24"x15" |  | 10652424153 | 138.0933 | 4 or 8 | 1 |  | 138.09 | 24 | 24 | 15 | 25920
*****MUST ORDER IN INCREMENTS OF AVAILABLE CASE QTY ABOVE
CUBE FILTERS - SERIES 615
| Nominal Size | Part # |  | List Price | Case Pack Options | Multiplier | Shipping Wt. | Net Price
1 Pocket
| 12"x24"x10" |  | 10615122410 | 24.192 | 10 | 1 |  | 24.19 | 12 | 24 | 10 | 2880
| 16"x25"x10" |  | 10615162510 | 33.6 | 10 | 1 |  | 33.6 | 16 | 25 | 10 | 4000
| 20"x20"x10" |  | 10615202010 | 33.6 | 4 or 6 | 1 |  | 33.6 | 20 | 20 | 10 | 4000
| 20"x24"x10" |  | 10615202410H | 40.3302 | 8 | 1 |  | 40.33 | 20 | 24 | 10 | 4800
| 20"x25"x10" |  | 10615202510H | 42 | 4 or 6 | 1 |  | 42 | 20 | 25 | 10 | 5000
| 12"x24"x15" |  | 10615122415 | 36.288 | 8 | 1 |  | 36.29 | 12 | 24 | 15 | 4320
| 24"x24"x15" |  | 10615242415 | 72.576 | 6 | 1 |  | 72.58 | 24 | 24 | 15 | 8640
2 Pocket
| 16"x25"x10" |  | 106151625102 | 67.2 | 10 | 1 |  | 67.2 | 16 | 25 | 10 | 8000
| 20"x20"x10" |  | 106152020102 | 67.2 | 10 | 1 |  | 67.2 | 20 | 20 | 10 | 8000
| 20"x24"x10" |  | 106152024102 | 80.64 | 10 | 1 |  | 80.64 | 20 | 24 | 10 | 9600
| 20"x25"x10" |  | 106152025102 | 84 | 10 | 1 |  | 84 | 20 | 25 | 10 | 10000
| 12"x20"x15" |  | 106151220152 | 60.48 | 8 | 1 |  | 60.48 | 12 | 20 | 15 | 7200
| 12"x24"x15" |  | 106151224152 | 72.576 | 8 | 1 |  | 72.58 | 12 | 24 | 15 | 8640
| 20"x20"x15" |  | 106152020152 | 126 | 6 or 8 | 1 |  | 126 | 20 | 25 | 15 | 15000
| 20"x24"x15" |  | 106152024152 | 120.96 | 8 | 1 |  | 120.96 | 20 | 24 | 15 | 14400
| 20"x25"x15" |  | 106152025152 | 126 | 8 | 1 |  | 126 | 20 | 25 | 15 | 15000
| 24"x24"x15" |  | 106152424152 | 145.152 | 6 or 8 | 1 |  | 145.15 | 24 | 24 | 15 | 17280
*****MUST ORDER IN INCREMENTS OF AVAILABLE CASE QTY ABOVE
CUBE FILTERS - SERIES 635
| Nominal Size | Part # |  | List Price | Case Pack Options | Multiplier | Shipping Wt. | Net Price
1 Pocket
| 12"x24"x20" |  | 10635122420 | 48.384 | 6 or 8 | 1 |  | 48.38 | 12 | 24 | 20 | 5760
| 24"x24"x20" |  | 10635242420 | 96.768 | 4 or 8 | 1 |  | 96.77 | 24 | 24 | 20 | 11520
2 Pocket
| 20"x20"x10" |  | 106352020102 | 67.2 | 8 | 1 |  | 67.2 | 20 | 20 | 10 | 8000
| 12"x24"x15" |  | 106351224152 | 72.576 | 8 | 1 |  | 72.58 | 12 | 24 | 15 | 8640
| 20"x20"x15" |  | 106352020152 | 100.8 | 10 | 1 |  | 100.8 | 20 | 20 | 15 | 12000
| 20"x25"x15" |  | 106352025152 | 126 | 10 | 1 |  | 126 | 20 | 25 | 15 | 15000
| 24"x24"x15" |  | 106352424152 | 145.152 | 8 | 1 |  | 145.15 | 24 | 24 | 15 | 17280
| 24"x24"x20" |  | 106352424202 | 193.536 | 8 | 1 |  | 193.54 | 24 | 24 | 20 | 23040
3 Pocket
| 12"x24"x15" |  | 106351224153 | 108.864 | 8 | 1 |  | 108.86 | 12 | 24 | 15 | 12960
| 24"x24"x15" |  | 106352424153 | 217.728 | 6 | 1 |  | 217.73 | 24 | 24 | 15 | 25920
| 24"x24"x20" |  | 106352424203 | 290.304 | 6 | 1 |  | 290.3 | 24 | 24 | 20 | 34560
*****MUST ORDER IN INCREMENTS OF AVAILABLE CASE QTY ABOVE
CUBE FILTERS - SERIES 625
| Nominal Size | Part # |  | List Price | Case Pack Options | Multiplier | Shipping Wt. | Net Price
1 Pocket
| 20"x20"x10" |  | 10625202010 | 33.6 | 10 | 1 |  | 33.6 | 20 | 20 | 10 | 4000
| 24"x24"x10" |  | 10625242410 | 48.384 | 4, 6 or 10 | 1 |  | 48.38 | 24 | 24 | 10 | 5760
| 12"x24"x15" |  | 10625122415 | 36.288 | 6 | 1 |  | 36.29 | 12 | 24 | 15 | 4320
| 18"x24"x15" |  | 10625182415 | 54.432 | 4 or 6 | 1 |  | 54.43 | 18 | 24 | 15 | 6480
| 20"x20"x15" |  | 10625202015 | 50.4 | 8 | 1 |  | 50.4 | 20 | 20 | 15 | 6000
| 20"x25"x15" |  | 10625202515 | 63 | 8 | 1 |  | 63 | 20 | 25 | 15 | 7500
| 24"x24"x15" |  | 10625242415 | 72.576 | 6, 8 or 10 | 1 |  | 72.58 | 24 | 24 | 15 | 8640
| 12"x24"x20" |  | 10625122420 | 48.384 | 6 | 1 |  | 48.38 | 12 | 24 | 20 | 5760
| 16"x20"x20" |  | 10625162020 | 53.76 | 4 | 1 |  | 53.76 | 16 | 20 | 20 | 6400
| 16"x25"x20" |  | 10625162520 | 67.2 | 6 | 1 |  | 67.2 | 16 | 25 | 20 | 8000
| 20"x20"x20" |  | 10625202020 | 67.2 | 6 | 1 |  | 67.2 | 20 | 20 | 20 | 8000
| 20"x24"x20" |  | 10625202420 | 80.64 | 4 or 6 | 1 |  | 80.64 | 20 | 24 | 20 | 9600
| 24"x24"x20" |  | 10625242420 | 96.768 | 4 or 6 | 1 |  | 96.77 | 24 | 24 | 20 | 11520
2 Pocket
| 12"x24"x10" |  | 106251224102 | 48.384 | 6 | 1 |  | 48.38 | 12 | 24 | 10 | 5760
| 16"x25"x10" |  | 106251625102 | 67.2 | 6 | 1 |  | 67.2 | 16 | 25 | 10 | 8000
| 12"x24"x15" |  | 106251224152 | 72.576 | 6 | 1 |  | 72.58 | 12 | 24 | 15 | 8640
| 20"x20"x15" |  | 106252020152 | 100.8 | 6 or 8 | 1 |  | 100.8 | 20 | 20 | 15 | 12000
| 20"x24"x15" |  | 106252024152 | 120.96 | 6 | 1 |  | 120.96 | 20 | 24 | 15 | 14400
| 20"x25"x15" |  | 106252025152 | 126 | 6 or 8 | 1 |  | 126 | 20 | 25 | 15 | 15000
| 24"x24"x15" |  | 106252424152 | 145.152 | 6 or 8 | 1 |  | 145.15 | 24 | 24 | 15 | 17280
| 16"x20"x20" |  | 106251620202 | 107.52 | 4 | 1 |  | 107.52 | 16 | 20 | 20 | 12800
| 20"x20"x20" |  | 106252020202 | 134.4 | 4 | 1 |  | 134.4 | 20 | 20 | 20 | 16000
| 20"x25"x20" |  | 106252025202 | 168 | 6 | 1 |  | 168 | 20 | 25 | 20 | 20000
| 24"x24"x20" |  | 106252424202 | 193.536 | 4 | 1 |  | 193.54 | 24 | 24 | 20 | 23040
*****MUST ORDER IN INCREMENTS OF AVAILABLE CASE QTY ABOVE
CUBE FILTERS - SERIES 66
| Nominal Size | Part # |  | List Price | Case Pack Options | Multiplier | Shipping Wt. | Net Price
1 Pocket
| 12"x24"x15" |  | 1066122415 | 36.288 | 4, 6 or 8 | 1 |  | 36.29 | 12 | 24 | 15 | 4320
| 24"x24"x15" |  | 1066242415 | 72.576 | 6 or 10 | 1 |  | 72.58 | 24 | 24 | 15 | 8640
| 10"x20"x20" |  | 1066102020 | 33.6 | 10 | 1 |  | 33.6 | 10 | 20 | 20 | 4000
2 Pocket
| 12"x24"x10" |  | 10661224102 | 48.384 | 10 | 1 | 10.36 | 48.38 | 12 | 24 | 10 | 5760
| 20"x20"x10" |  | 10662020102 | 67.2 | 10 | 1 |  | 67.2 | 20 | 20 | 10 | 8000
| 24"x24"x10" |  | 10662424102 | 96.768 | 10 | 1 |  | 96.77 | 24 | 24 | 10 | 11520
| 12"x24"x15" |  | 10661224152 | 72.576 | 6 | 1 |  | 72.58 | 12 | 24 | 15 | 8640
| 20"x20"x15" |  | 10662020152 | 100.8 | 8 or 10 | 1 |  | 100.8 | 20 | 20 | 15 | 12000
| 20"x24"x15" |  | 10662024152 | 120.96 | 6 or 10 | 1 |  | 120.96 | 20 | 24 | 15 | 14400
| 20"x25"x15" |  | 10662025152 | 126 | 6 | 1 |  | 126 | 20 | 25 | 15 | 15000
| 24"x24"x15" |  | 10662424152 | 145.152 | 6, 8 or 10 | 1 |  | 145.15 | 24 | 24 | 15 | 17280
| 20"x24"x20" |  | 10662024202 | 161.28 | 10 | 1 |  | 161.28 | 20 | 24 | 20 | 19200
3 Pocket
| 24"x24"x20" |  | 10662424203 | 290.304 | 6 | 1 | 10.36 | 290.3 | 24 | 24 | 20 | 34560
*****MUST ORDER IN INCREMENTS OF AVAILABLE CASE QTY ABOVE
CUBE FILTERS - SERIES 1010
| Nominal Size | Part # |  | List Price | Case Pack Options | Multiplier | Shipping Wt. | Net Price
1 Pocket
| 20"x20"x15" |  | 101010202015 | 50.4 | 6 | 1 |  | 50.4 | 20 | 20 | 15 | 6000
| 24"x24"x15" |  | 101010242415 | 72.576 | 4, 6 or 10 | 1 |  | 72.58 | 24 | 24 | 15 | 8640
3 Pocket
| 24"x24"x12" |  | 1010102424123 | 174.1824 | 6 | 1 |  | 174.18 | 24 | 24 | 12 | 20736
| 24"x24"x15" |  | 1010102424153 | 217.728 | 6 | 1 |  | 217.73 | 24 | 24 | 15 | 25920
*****MUST ORDER IN INCREMENTS OF AVAILABLE CASE QTY ABOVE
CUBE FILTERS - SERIES CC50
| Nominal Size | Part # |  | List Price | Case Pack Options | Multiplier | Shipping Wt. | Net Price
1 Pocket
| 12"x20"x15" |  | 1050122015H | 30.24 | 8 | 1 |  | 30.24 | 12 | 20 | 15 | 3600
| 12"x24"x15" |  | 1050122415 | 36.288 | 6 or 8 | 1 |  | 36.29 | 12 | 24 | 15 | 4320
| 20"x20"x15" |  | 1050202015 | 50.4 | 10 | 1 |  | 50.4 | 20 | 20 | 15 | 6000
| 20"x25"x15" |  | 1050202515 | 63 | 8 | 1 |  | 63 | 20 | 25 | 15 | 7500
| 24"x24"x15" |  | 1050242415 | 72.576 | 8 or 10 | 1 |  | 72.58 | 24 | 24 | 15 | 8640
| 12"x24"x20" |  | 1050122420 | 48.384 | 10 | 1 |  | 48.38 | 12 | 24 | 20 | 5760
| 16"x24"x20" |  | 1050162420 | 64.512 | 4 | 1 |  | 64.51 | 16 | 24 | 20 | 7680
| 20"x20"x20" |  | 1050202020 | 67.2 | 6 | 1 |  | 67.2 | 20 | 20 | 20 | 8000
| 24"x24"x20" |  | 1050242420 | 96.768 | 6 or 10 | 1 |  | 96.77 | 24 | 24 | 20 | 11520
2 Pocket
| 20"x20"x10" |  | 10502020102 | 67.2 | 10 | 1 |  | 67.2 | 20 | 20 | 10 | 8000
| 20"x25"x10" |  | 10502025102 | 84 | 6 | 1 |  | 84 | 20 | 25 | 10 | 10000
| 24"x24"x10" |  | 10502424102 | 96.768 | 10 | 1 |  | 96.77 | 24 | 24 | 10 | 11520
| 12"x24"x15" |  | 10501224152 | 72.576 | 10 | 1 |  | 72.58 | 12 | 24 | 15 | 8640
| 16"x20"x15" |  | 10501620152 | 80.64 | 10 | 1 |  | 80.64 | 16 | 20 | 15 | 9600
| 16"x25"x15" |  | 10501625152 | 100.8 | 8 | 1 |  | 100.8 | 16 | 25 | 15 | 12000
| 18"x20"x15" |  | 10501820152 | 90.72 | 10 | 1 |  | 90.72 | 18 | 20 | 15 | 10800
| 20"x20"x15" |  | 10502020152 | 100.8 | 4, 6 7, 8 or 10 | 1 |  | 100.8 | 20 | 20 | 15 | 12000
| 20"x24"x15" |  | 10502024152 | 120.96 | 8 | 1 |  | 120.96 | 20 | 24 | 15 | 14400
| 20"x25"x15" |  | 10502025152 | 126 | 6, 8 or 10 | 1 |  | 126 | 20 | 25 | 15 | 15000
| 24"x24"x15" |  | 10502424152 | 145.152 | 8 or 10 | 1 |  | 145.15 | 24 | 24 | 15 | 17280
| 25"x20"x15" |  | 10502520152 | 100.8 | 10 | 1 |  | 100.8 | 20 | 20 | 15 | 12000
| 12"x24"x20" |  | 10501224202 | 96.768 | 10 | 1 |  | 96.77 | 12 | 24 | 20 | 11520
| 15"x18"x20" |  | 10501518202 | 90.72 | 4 | 1 |  | 90.72 | 15 | 18 | 20 | 10800
| 15"x24"x20" |  | 10501524202 | 120.96 | 6 | 1 |  | 120.96 | 15 | 24 | 20 | 14400
| 16"x20"x20" |  | 10501620202 | 107.52 | 6 | 1 |  | 107.52 | 16 | 20 | 20 | 12800
| 16"x24"x20" |  | 10501624202 | 129.024 | 8 | 1 |  | 129.02 | 16 | 24 | 20 | 15360
| 16"x25"x20" |  | 10501625202 | 134.4 | 8 | 1 |  | 134.4 | 16 | 25 | 20 | 16000
| 20"x20"x20" |  | 10502020202 | 134.4 | 6 or 8 | 1 |  | 134.4 | 20 | 20 | 20 | 16000
| 20"x24"x20" |  | 10502024202 | 161.28 | 6, 8 or 10 | 1 |  | 161.28 | 20 | 24 | 20 | 19200
| 24"x24"x20" |  | 10502424202 | 193.536 | 6 | 1 |  | 193.54 | 24 | 24 | 20 | 23040
3 Pocket
| 24"x24"x10" |  | 10502424103 | 145.152 | 10 | 1 |  | 145.15 | 24 | 24 | 10 | 17280
| 20"x20"x15" |  | 10502020153 | 151.2 | 6 | 1 |  | 151.2 | 20 | 20 | 15 | 18000
| 20"x25"x15" |  | 10502025153 | 189 | 6 | 1 |  | 189 | 20 | 25 | 15 | 22500
| 24"x24"x15" |  | 10502424153 | 217.728 | 10 | 1 |  | 217.73 | 24 | 24 | 15 | 25920
| 20"x20"x20" |  | 10502020203 | 252 | 6 | 1 |  | 252 | 20 | 25 | 20 | 30000
| 24"x24"x20" |  | 10502424203 | 290.304 | 6 | 1 |  | 290.3 | 24 | 24 | 20 | 34560
*****MUST ORDER IN INCREMENTS OF AVAILABLE CASE QTY ABOVE
CUBE FILTERS - CC100
| Nominal Size | Part # |  | List Price | Case Pack Options | Multiplier | Shipping Wt. | Net Price
1 Pocket
| 20"x20"x15" |  | 10100202015 | 50.4 | 6 | 1 |  | 50.4 | 20 | 20 | 15 | 6000
| 12"x24"x20" |  | 10100122420 | 48.384 | 8 | 1 |  | 48.38 | 12 | 24 | 20 | 5760
| 20"x24"x20" |  | 10100202420 | 80.64 | 6 | 1 |  | 80.64 | 20 | 24 | 20 | 9600
2 Pocket
| 20"x20"x15" |  | 101002020152 | 126 | 8 or 10 | 1 |  | 126 | 20 | 25 | 15 | 15000
| 20"x25"x15" |  | 101002025152 | 126 | 10 | 1 |  | 126 | 20 | 25 | 15 | 15000
| 24"x20"x15" |  | 101002420152 | 120.96 | 10 | 1 |  | 120.96 | 24 | 20 | 15 | 14400
| 24"x24"x15" |  | 101002424152 | 145.152 | 8 or 10 | 1 |  | 145.15 | 24 | 24 | 15 | 17280
| 20"x20"x20" |  | 101002020202 | 134.4 | 6 | 1 |  | 134.4 | 20 | 20 | 20 | 16000
| 20"x24"x20" |  | 101002024202 | 161.28 | 6 | 1 |  | 161.28 | 20 | 24 | 20 | 19200
| 24"x24"x20" |  | 101002424202 | 193.536 | 6 | 1 |  | 193.54 | 24 | 24 | 20 | 23040
3 Pocket
| 24"x24"x12" |  | 101002424123 | 174.1824 | 4 | 1 |  | 174.18 | 24 | 24 | 12 | 20736
| 24"x24"x15" |  | 101002424153 | 217.728 | 4 | 1 |  | 217.73 | 24 | 24 | 15 | 25920
| 20"x20"x20" |  | 101002020203 | 201.6 | 6 or 8 | 1 |  | 201.6 | 20 | 20 | 20 | 24000
*****MUST ORDER IN INCREMENTS OF AVAILABLE CASE QTY ABOVE
CUBE FILTERS - CC200
| Nominal Size | Part # |  | List Price | Case Pack Options | Multiplier | Shipping Wt. | Net Price
2 Pocket
| 16"x20"x15" |  | 102001620152 | 80.64 | 4, 6 or 8 | 1 |  | 80.64 | 16 | 20 | 15 | 9600
| 20"x20"x15" |  | 102002020152 | 100.8 | 4, 8 or 10 | 1 |  | 100.8 | 20 | 20 | 15 | 12000
| 20"x25"x15" |  | 102002025152 | 126 | 8 | 1 |  | 126 | 20 | 25 | 15 | 15000
| 24"x24"x15" |  | 102002424152 | 145.152 | 8 | 1 |  | 145.15 | 24 | 24 | 15 | 17280
| 25"x20"x15" |  | 102002520152 | 126 | 8 | 1 |  | 126 | 25 | 20 | 15 | 15000
| 20"x20"x20" |  | 102002020202 | 134.4 | 6 | 1 |  | 134.4 | 20 | 20 | 20 | 16000
| 24"x24"x20" |  | 102002424202 | 193.536 | 4, 5 or 6 | 1 |  | 193.54 | 24 | 24 | 20 | 23040
| 25"x20"x20" |  | 102002520202 | 168 | 6 | 1 |  | 168 | 25 | 20 | 20 | 20000
2 Pocket
| 24"x24"x15" |  | 102002424153 | 217.728 | 8 | 1 |  | 217.73 | 24 | 24 | 15 | 25920
For optional header models ADD $12.00 list price
The internal wire frame used for the self supporting cube filters are manufactured to the
nominal size of the filter LESS 1/2".
For example, the actual dimension of the wire frame for a 20x20 is 19 1/2 x 19 1/2;
a 1/2" smaller than both nominal dimensions.
Contact Customer Care at 800-537-5454 for additional sizes, pocket counts and information.
(Please specify if exact sizes are needed)
SERIES E75 Cubes
1" Recycled Poly Dry

## Sewn Cubes
Prices subject to change without notice
Phone: 800-537-5454 |  |  |  |  | Multiplier |  |  |  |  | finishing-inquiry@filtrationgroup.com
Fax: 262-657-2210 |  |  |  |  | 1 |  |  |  |  | finishingorders@filtrationgroup.com
| Sewn Cube Calculator | [12 empty] | Back to Table of Contents |  | Media | Item Desc | Length | Width | Depth | # Pockets | Description | $/CI | Base
[15 empty] | 0 | E75 | E75 | 12 | 15 | 10 | 1 | 1" Recycled Poly | 0.0016282 | 17.42
| Media/Series | Media Description | Height | Width | Pocket Depth | # of Pockets |  | Part # | List Price/EA | Multiplier |  | Net Price |  |  | 0.25 | E12H | E12H | 24 | 20 | 15 | 2 | 2" Recycled Poly w/ HE Backer | 0.002104 | 20.75
| E75 | 1" Recycled Poly |  |  |  |  | 10 | 10E75 | 17.42 | 1 |  | 17.42 |  |  | 0.5 | 65 | 65 | 20 | 24 | 20 | 3 | 3-Ply G/W Tacky | 0.001975 | 20.904
| E75 | 17.42 |  |  | 0 |  |  | 0.0016282 | [6 empty] | 0.75 | 99 | 99 | 24 | 25 |  |  | Dual Denier R/W | 0.0019775 | 19.75
[16 empty] | 615 | 615 | 25 |  |  |  | 2-Ply B/W Tacky | 0.00351 | 25.65
[16 empty] | 635 | 635 |  |  |  |  | 3-Ply G/W Tacky | 0.002844 | 30.58
[16 empty] | 1010 | 1010 |  |  |  |  | 4-Ply G/W Tacky | 0.0025 | 22.91
[16 empty] | CC50 | 50 |  |  |  |  | Dual Density G/W | 0.0038 | 15
[16 empty] | CC100 | 100 |  |  |  |  | Dual Density G/W 45% Backer | 0.003252 | 29.74
[16 empty] | CC200 | 200 |  |  |  |  | Dual Density G/W Dry w/ Poly Back | 0.00258 | 25
[16 empty] | CC300 | 300 |  |  |  |  | 3-Ply G/W Tacky w/ Poly Back | 0.00301 | 27.5
| Cube Configurator Instructions: | [14 empty] | CC400 | 400 |  |  |  |  | Dual Density G/W w/ Ultra HE Backer | 0.00316 | 27.45
| 1. Select Media | [14 empty] | CC500 | 500 |  |  |  |  | 3-Ply Tacky P/W w/ Ultra HE Backer | 0.00281 | 31.3
| 2. Select Height (Vertical Dimension) | [14 empty] | PC | PC |  |  |  |  | Powder Coating G/W | 0.0066 | 29.82
| 3. Select Width (Horizontal Dimension) | [14 empty] | SE | SE |  |  |  |  | Standard Efficiency Exp. Paper Cube | 0.00454 | 25.25
| 4. Select Pocket Depth | [14 empty] | HE | HE |  |  |  |  | High Efficiency Exp. Paper Cube | 0.0051233 | 28.5
| 5. Select # of Pockets | [14 empty] | UE | UE |  |  |  |  | Ultra High Efficiency Exp. Paper Cube | 0.006127 | 35.93
| *****MINIMUM ORDER QTY OF 8 CUBES FOR ALL MEDIAS & CONFIGURATIONS | [9 empty] | Back to Table of Contents
For optional header models ADD $12.00 list price
Without Wire Ring Header: SUBTRACT $2.27 from list price to calculate cost of cube.
The internal wire frame used for the self supporting cube filters are manufactured to the
nominal size of the filter LESS 1/2".
For example, the actual dimension of the wire frame for a 20x20 is 19 1/2 x 19 1/2;
a 1/2" smaller than both nominal dimensions.
Contact Customer Care at 800-537-5454 for additional sizes, pocket counts and information.
(Please specify if exact sizes are needed)
Sewn Cubes/Bags (All Medias)

## NESHAP 319 Cubes
Prices subject to change without notice
Phone: 800-537-5454 |  |  |  | Multiplier |  |  |  | finishing-inquiry@filtrationgroup.com
Fax: 262-657-2210 |  |  |  | 1 |  |  |  | finishingorders@filtrationgroup.com
| SERIES 1045KC95S (3-Stage - Existing Systems) NESHAP 319 Compliant | [8 empty] | Back to Table of Contents
|  | Nominal Size | # of Pockets | Part # | List Price | Case Qty | Multiplier |  | Net Price
| 20"x20" | [9 empty] | l | w | d | CI
|  | 20"x20"x12" | 5 | 1045KC95S2020125 | 50.3155 | 8 or 10 | 1 |  | 50.3155 |  | 20 | 20 | 12 | 24000
|  | 20"x20"x15" | 5 | 1045KC95S2020155 | 55.7703 | 8 or 10 | 1 |  | 55.7703 |  | 20 | 20 | 15 | 30000
|  | 20"x20"x20" | 5 | 1045KC95S2020205 | 61.9999 | 8 | 1 |  | 61.9999 |  | 20 | 20 | 20 | 40000
|  | Nominal Size | # of Pockets | Part # | List Price | Case Qty | Multiplier |  | Net Price
20"x25"
|  | 20"x25"x12" | 5 | 1045KC95S2025125 | 56.5573 | 8 | 1 |  | 56.5573 |  | 20 | 25 | 12 | 30000
|  | 20"x25"x15" | 2 | 1045KC95S2025152 | 36.9781 |  | 1 |  | 36.9781 |  | 20 | 25 | 15 | 15000
|  | 20"x25"x15" | 5 | 1045KC95S2025155 | 55.9872 |  | 1 |  | 55.9872 |  | 20 | 25 | 15 | 37500
|  | 20"x25"x20" | 5 | 1045KC95S2025205 | 94.2622 | 8 | 1 |  | 94.2622 |  | 20 | 25 | 20 | 50000
|  | Nominal Size | # of Pockets | Part # | List Price | Case Qty | Multiplier |  | Net Price
24"x24"
|  | 24"x24"x12" | 6 | 1045KC95S2424126 | 63.86 | 6, 7, 8 or 10 | 1 |  | 63.86 |  | 24 | 24 | 12 | 41472
|  | 24"x24"x15" | 5 | 1045KC95S2424155 | 75.416 | 10 | 1 |  | 75.416 |  | 24 | 24 | 15 | 43200
|  | 24"x24"x20" | 3 | 1045KC95S2424203 | 53.8647 | 10 | 1 |  | 53.8647 |  | 24 | 24 | 20 | 34560
|  | 24"x24"x20" | 6 | 1045KC95S2424206 | 76.6455 | 6 or 10 | 1 |  | 76.6455 |  | 24 | 24 | 20 | 69120
| SERIES 1045KC96 (2-Stage - Existing Systems) NESHAP 319 Compliant | [8 empty] | Back to Table of Contents
CUBE FILTERS - SERIES 1045KC96 (2-Stage - Existing Systems)
|  | Nominal Size | # of Pockets | Part # | List Price | Case Qty | Multiplier |  | Net Price
20"x20"
|  | 20"x20"x12" | 5 | 1045KC962020125 | 44.844 | 8 | 1 |  | 44.844 |  | 20 | 20 | 12 | 24000
|  | 20"x20"x15" | 2 | 1045KC962020152 | 29.3138 | 8 | 1 |  | 29.3138 |  | 20 | 20 | 15 | 12000
|  | Nominal Size | # of Pockets | Part # | List Price | Case Qty | Multiplier |  | Net Price
20"x24"
|  | 20"x24"x20" | 3 | 1045KC962024203 | 51.6476 | 4 or 6 | 1 |  | 51.6476 |  | 20 | 24 | 20 | 28800
|  | Nominal Size | # of Pockets | Part # | List Price | Case Qty | Multiplier |  | Net Price | [5 empty] | 0
| 20"x25" | [13 empty] | 0.25
|  | 20"x25"x10" | 2 | 1045KC962025102 | 31.5397 | 8 | 1 |  | 31.5397 |  | 20 | 25 | 10 | 10000 | 0.5
|  | 20"x25"x15" | 2 | 1045KC962025152 | 30.54 | 6 or 8 | 1 |  | 30.54 |  | 20 | 25 | 15 | 15000 | 0.75
|  | Nominal Size | # of Pockets | Part # | List Price | Case Qty | Multiplier |  | Net Price
24"x24"
|  | 24"x24"x15" | 2 | 1045KC962424152 | 32.2184 | 6 | 1 |  | 32.2184 |  | 24 | 24 | 15 | 17280
Back to Table of Contents
The internal wire frame used for the self supporting cube filters are manufactured to the
nominal size of the filter LESS 1/2".
For example, the actual dimension of the wire frame for a 20x20 is 19 1/2 x 19 1/2;
a 1/2" smaller than both nominal dimensions.
Contact Customer Care at 800-537-5454 for additional sizes, pocket counts and information.
(Please specify if exact sizes are needed)
Smallest dimension MUST be WIDTH
Pre-Cut blanket lengths from 20" to 200" available
Contact Customer Care at 800-537-5454 for additional sizes and information.
Prices from Configurator subject to override by listed part numbers and prices above
NESHAP 319 Aerospace Cubes/Bags

## Auto Aftermarket Cubes
Prices subject to change without notice
Phone: 800-537-5454 |  |  | Multiplier |  |  |  | finishing-inquiry@filtrationgroup.com
Fax: 262-657-2210 |  |  | 1 |  |  |  | finishingorders@filtrationgroup.com
| SERIES 04F Prefilter & Exhaust Bags (White Poly w/ Scrim, Internal Wire Frame & Header) | [7 empty] | Back to Table of Contents
| Nominal Size (in.) | # of Pockets | Part # | List Price | Case Qty | Multiplier |  | Net Price
| 14x23x21 | 2 | 04F14232126 | 319.9798 | 6 | 1 |  | 319.9798
| 14x46x21 | 2 | 04F14462123 | 211.9122 | 3 | 1 |  | 211.9122
| 15.75x24.5x11 | 2 | 04F15241124 | 201.7976 | 4 | 1 |  | 201.7976
| 16x24x12 | 2 | 04F16241224 | 201.7976 | 4 | 1 |  | 201.7976
| 17.75x23.5x20 | 4 | 04F17232043 | 216.2073 | 3 | 1 |  | 216.2073
| 18x26.5x15 | 5 | 04F18261552 | 168.1846 | 2 | 1 |  | 168.1846
| 18x32x20 | 5 | 04F18322052 | 186.8214 | 2 | 1 |  | 186.8214
| 18x36x20 | 7 | 04F18362072 | 221.3882 | 2 | 1 |  | 221.3882
| 18x38x12 | 7 | 04F18381272 | 221.3882 | 2 | 1 |  | 221.3882
| 18x49.25x20 | 8 | 04F18492082 | 221.3882 | 2 | 1 |  | 221.3882
| 18x52x20 | 8 | 04F18522082 | 173.0276 | 2 | 1 |  | 173.0276
| 19.5x36.75x10 | 8 | 04F19371082 | 179.6835 | 2 | 1 |  | 179.6835
| 19.75x46x8 | 8 | 04F1946882 | 158.5685 | 2 | 1 |  | 158.5685
| 20x37.75x12 | 5 | 04F20371252 | 221.3882 | 2 | 1 |  | 221.3882
| 22x23.5x15 | 5 | 04F22231552 | 199.0269 | 2 | 1 |  | 199.0269
| 22x40x12 | 8 | 04F22401282 | 221.3882 | 2 | 1 |  | 221.3882
| 22-5/8x44.25x10 | 6 | 04F22441062 | 221.3882 | 2 | 1 |  | 221.3882
| 22-5/8 x44.75x12 | 8 | 04F23451282 | 221.3882 | 2 | 1 |  | 221.3882
| 23.5x35.5x8 | 4 | 04F23D35D842 | 172.9988 | 2 | 1 |  | 172.9988
| 23.75x43.75x10 | 6 | 04F23F43F1062 | 180.5487 | 2 | 1 |  | 180.5487
| 23.25x47x8 | 10 | 04F2448102 | 221.3882 | 2 | 1 |  | 221.3882
| 23.25x47x8 | 6 | 04F244862 | 152.5739 | 2 | 1 |  | 152.5739
| 39x43x10 | 7 | 04F39431072 | 355.2583 | 2 | 1 |  | 355.2583
| 40x52x8 | 8 | 04F4052882 | 394.4179 | 2 | 1 |  | 394.4179
| 23.5x46x9 | 8 | 04FC2346982 | 229.1338 | 2 | 1 |  | 229.1338
0.25
| SERIES 0445 Prefilter & Exhaust Bags(45% White Poly Pak Bag w/ Header) | [7 empty] | Back to Table of Contents |  |  |  |  | 0.5
0.75
| Nominal Size (in.) | # of Pockets | Part # | List Price | Case Qty | Multiplier |  | Net Price
| 20x24x20 | 5 | 044520242054 | 352.0231 | 4 | 1 |  | 352.0231 |  | 20 | 24 | 20 | 48000
| 24x20x12 | 5 | 044524201254 | 252.4736 | 4 | 1 |  | 252.4736 |  | 24 | 20 | 12 | 28800
| 24x24x20 | 5 | 044524242053 | 272.6719 | 3 | 1 |  | 272.6719 |  | 24 | 24 | 20 | 57600
| 24x24x20 | 5 | 044524242054 | 363.5694 | 4 | 1 |  | 363.5694 |  | 24 | 24 | 20 | 57600
| 24x12x20 | 3 | 04452412203WC2 | 152.064 | 2 | 1 |  | 152.064 |  | 24 | 12 | 20 | 17280
| 24x12x20 | 3 | 04452412203WC2 | 152.064 | 2 | 1 |  | 152.064 |  | 24 | 12 | 20 | 17280
| 24x24x20 | 5 | 04452424205WC2 | 506.88 | 2 | 1 |  | 506.88 |  | 24 | 24 | 20 | 57600
| 24x24x20 | 5 | 04452424205WC2 | 506.88 | 2 | 1 |  | 506.88 |  | 24 | 24 | 20 | 57600
| SERIES 1075 Prefilter & Exhaust Bags (White Poly w/ Scrim and Internal Wire Frame) | [7 empty] | Back to Table of Contents
| Nominal Size (in.) | # of Pockets | Part # | List Price | Case Qty | Multiplier |  | Net Price
| 15x24x20 | 1 | 10751524206 | 268.09 | 6 | 1 |  | 268.09 |  | 15 | 24 | 20 | 7200
| 16x24x20 | 1 | 10751624206 | 268.09 | 6 | 1 |  | 268.09 |  | 16 | 24 | 20 | 7680
| 16x25x20 | 1 | 10751625204 | 178.75 | 4 | 1 |  | 178.75 |  | 16 | 25 | 20 | 8000
| 16x25x20 | 1 | 10751625206 | 268.09 | 6 | 1 |  | 268.09 |  | 16 | 25 | 20 | 8000
| 17.5x27.5x20 | 1 | 107517D27D206 | 276.7404 | 6 | 1 |  | 276.7404 |  | 17.5 | 27.5 | 20 | 9625
| 36x48x20 | 4 | 107536482043 | 246.9116 | 3 | 1 |  | 246.9116 |  | 26 | 48 | 20 | 99840
| SERIES 1175 Prefilter & Exhaust Bags (White Poly w/ Scrim) | [7 empty] | Back to Table of Contents
| Nominal Size (in.) | # of Pockets | Part # | List Price | Case Qty | Multiplier |  | Net Price
| 10x10x42 | 1 | 11751010429 | 402.16 | 9 | 1 |  | 402.16 |  | 10 | 10 | 42 | 4200
| 18x38x12 | 7 | 117518381272 | 132.24 | 2 | 1 |  | 132.24 |  | 18 | 38 | 12 | 57456
| 22-5/8x44.75x12 | 8 | 117523451284 | 157.03 | 4 | 1 |  | 157.03 |  | 22.68 | 44.75 | 12 | 97433.28
| 23x45x8 | 8 | 11752345884 | 278.55 | 4 | 1 |  | 278.55 |  | 23 | 45 | 8 | 66240
| 23x45x12 | 8 | 117523451284 | 157.03 | 4 | 1 |  | 157.03 |  | 23 | 45 | 12 | 99360
| 28x30x15 | 3 | 117528301539 | 278.55 | 9 | 1 |  | 278.55 |  | 28 | 30 | 15 | 37800
| 39x43x10 | 7 | 117539431072 | 146.39 | 2 | 1 |  | 146.39 |  | 39 | 43 | 10 | 117390
| 40x52x8 | 8 | 11754052882 | 164.67 | 2 | 1 |  | 164.67 |  | 40 | 52 | 8 | 133120
| 43x39x10 | 7 | 117543391072 | 146.39 | 2 | 1 |  | 146.39 |  | 43 | 39 | 10 | 117390
| SERIES 11AFP Prefilter & Exhaust Bags (White Poly w/ Scrim) | [7 empty] | Back to Table of Contents
| Nominal Size (in.) | # of Pockets | Part # | List Price | Case Qty | Multiplier |  | Net Price
| 24x60 | 1 | 11AFP24605 | 279.9025 | 5 | 1 |  | 279.9025 |  | 24 | 60 | 1 | 7200
| 24x60 | 1 | 11AFP24601 | 65.7758 | 1 | 1 |  | 65.7758 |  | 24 | 60 | 1 | 1440
| 24.25x66 | 1 | 11AFP5024B664 | 152.6666 | 4 | 1 |  | 152.6666 |  | 24.25 | 66 | 1 | 6402
| 30x60 | 1 | 11AFP30605 | 349.8704 | 5 | 1 |  | 349.8704 |  | 30 | 60 | 1 | 9000
| 30x60 | 1 | 11AFP30601 | 79.7735 | 1 | 1 |  | 79.7735 |  | 30 | 60 | 1 | 1800
Automotive Aftermarket Cubes/Bags (Series 04F, 0445, 1075, 1175 & 11AFP)

## Automotive Booth Products
Back to Table of Contents
Pricing for items listed below are located on the ‘Automotive Aftermarket Cubes’ tab or corresponding product/media tabs. Example: Filtrair FF560X Diffusion Filter 23”x120” (025602312011) is located on the ‘FF560GX’ tab.
DOWNDRAFT BOOTHS
| Filter Size |  | Case Pack |  | Part Number |  | Product Category | Back to Table of Contents
AEN Clean Shop - Down Draft Conversion
| Filtrair FF560GX Diffusion Filter 58”X59” |  | 3/Set |  | 256058593 |  | CDM
| Pre-Filter Bags 22”X26”X15” Tacky 4 Pocket w/Hdr |  | 4/CS |  | 10652226154H44 |  | SEWN
| 22 Gram Fiberglass Paint Arrestor Roll 25”X300’ |  | 1 Roll |  | 14AG25300 |  | FIBERGLASS
Aero-Cure
| Filtrair FF560GX Diffusion Filter 56"X61" |  | 10/Set |  | 2560566110 |  | CDM
| Filtrair FF560GX Diffusion Filter 53"X60" |  | 10/Set |  | 2560536010 |  | CDM
| Filtrair FF560GX Diffusion Filter 53"X69" |  | 8/Set |  | 256053698 |  | CDM
| 22 Gram Fiberglass Paint Arrestor Roll 25”X300’ |  | 1 Roll |  | 14AG25300 |  | FIBERGLASS
AFC Customaire Downflo and Eurostyle Downflo
| Filtrair FF560GX Diffusion Filter 37"X54" |  | 12/Set |  | 2560375412 |  | CDM
| Pre-Filter 20"X50" 3 Ply Link |  | 8/CS |  | 162520508 |  | HEATSEAL
| 22 Gram Fiberglass Paint Arrestor Roll 21"X300' |  | 1 Roll |  | 14AG21300 |  | FIBERGLASS
AFC Side Downdraft
| Filtrair FF560GX Diffusion Filter 37"X54" |  | 12/Set |  | 2560375412 |  | CDM
| Prefilter 20"X50" 3 Ply Link |  | 8/CS |  | 162520508 |  | HEATSEAL
| 15 Gram Fiberglass Paint Arrestor Pads 20"X20" |  | 50/CS |  | 14AGP202050 |  | FIBERGLASS
Americure - Heated Full Downdraft
| Filtrair FF560GX Diffusion Filter 48"X96" |  | 6/Set |  | 256048966 |  | CDM
| Accordion Paint Arrestor Filter 36"X30' |  | 1 Each |  | 1629359 |  | ACCESSORIES
Americure - Heated EDD Side Draft
| Ceiling Filter 20”X46” AFR-1 Single Frame |  | 8/CS |  | 01AFR2046S8 |  | HEATSEAL
| Series 55 Tacky Intake Filter 20"X46" |  | 8/CS |  | 15520468 |  | HEATSEAL
| Accordion Paint Arrestor Filter 36"X30' |  | 1 Each |  | 1629359 |  | ACCESSORIES
Americure - Semi-Downdraft
| Series 55 Tacky Intake Filter 20"X46" |  | 8/CS |  | 15520468 |  | HEATSEAL
| Accordion Paint Arrestor Filter 36"X30' |  | 1 Each |  | 1629359 |  | ACCESSORIES
Binks Downunder
| Ceiling Filter 20"X20" AFR-1 Panel (48/change req.) |  | 24/CS |  | 01AFR202024 |  | HEATSEAL
| 22 Gram Fiberglass Paint Arrestor Roll 36"X300' |  | 1 Roll |  | 14AG36300 |  | FIBERGLASS
Binks Pyramid
| Filtrair FF560GX Diffusion Filter 36"X144" |  | 8/Set |  | 2560361448 |  | CDM
| Prefilter 25"X75" 3 Ply Link |  | 6/CS |  | 162525756 |  | HEATSEAL
| Accordion Paint Arrestor Filter 36"X30' |  | 1 Each |  | 1629359 |  | ACCESSORIES
| 22 Gram Fiberglass Paint Arrestor Roll 36"X300' |  | 1 Roll |  | 14AG36300 |  | FIBERGLASS
| Filter Size |  | Case Pack |  | Part Number |  | Product Category | Back to Table of Contents
Binks Sprayoven
| Filtrair FF560GX Diffusion Filtes 36"X130" |  | 8/Set |  | 2560361308 |  | CDM
| Filtrair FF560GX Diffusion Filter 36"X127" |  | 8/Set |  | 2560361278 |  | CDM
| Prefilter 25"X75" 3 Ply Link |  | 6/CS |  | 162525756 |  | HEATSEAL
| 22 Gram Fiberglass Paint Arrestor Roll 36"X300' |  | 1 Roll |  | 14AG36300 |  | FIBERGLASS
Binks Sunkiss Elite
| Filtrair FF560GX Diffusion Filter 23"X120" |  | 11/Set |  | 25602312011 |  | CDM
| Prefilter Bag 24"X24"X20" 5 Pocket 45% w/Hdr |  | 3/CS |  | 44524242053 |  | SEWN
| 22 Gram Fiberglass Paint Arrestor Roll 25”X300’ |  | 1 Roll |  | 14AG25300 |  | FIBERGLASS
Binks Sunkiss Thermoreactor
| Filtrair FF560GX Diffusion Filter 26"X120" |  | 9/Set |  | 2560261209 |  | CDM
Binks Surround Air
| Filtrair FF560GX Diffusion Filter 42"X168" |  | 14/Set |  | 25604216814 |  | CDM
| Filtrair FF560GX Diffusion Filter 42"X168" |  | 12/Set |  | 25604216812 |  | CDM
| Prefilter 25"X75" 3 Ply Link |  | 6/CS |  | 162525756 |  | HEATSEAL
| 22 Gram Fiberglass Paint Arrestor Roll 36"X300' |  | 1 Roll |  | 14AG36300 |  | FIBERGLASS
Blowtherm (f/k/a BITA) 7.5 Meter
| Filtrair FF560GX Diffusion Filter 68 1/2"x134" |  | 2/Set |  | 2560681342 |  | CDM
| Filtrair FF560GX Diffusion Filter 78"x134" |  | 2/Set |  | 2560781342 |  | CDM
| Prefilter & Exhaust Bag 23 1/4"x47"x8" 10 Pkt w/Hdr |  | 2/CS |  | 04F2448102 |  | SEWN
| Prefilter & Exhaust Bag 23 1/4"x47"x8" 6 Pkt w/Hdr |  | 2/CS |  | 04F244862 |  | SEWN
| 22 Gram Fiberglass Paint Arrestor Roll 30"X300' |  | 1 Roll |  | 14AG30300 |  | FIBERGLASS
Blowtherm (f/k/a BITA) 7.5 Meter Extended
| Filtrair FF560GX Diffusion Filter 68 1/2"x76" |  | 4/Set |  | 0256068D764 |  | CDM
| Filtrair FF560GX Diffusion Filter 76"x78" |  | 4/Set |  | 256076784 |  | CDM
| Prefilter & Exhaust Bag 23 1/4"x47"x8" 10 Pkt w/Hdr |  | 2/CS |  | 04F2448102 |  | SEWN
| Prefilter & Exhaust Bag 23 1/4"x47"x8" 6 Pkt w/Hdr |  | 2/CS |  | 04F244862 |  | SEWN
| 22 Gram Fiberglass Paint Arrestor Roll 30"X300' |  | 1 Roll |  | 14AG30300 |  | FIBERGLASS
Blowtherm (f/k/a BITA) 8.0 Meter
| Filtrair FF560GX Diffusion Filter 78"x134" |  | 4/Set |  | 2560781344 |  | CDM
| Prefilter & Exhaust Bag 23 1/4"x47"x8" 10 Pkt w/Hdr |  | 2/CS |  | 04F2448102 |  | SEWN
| Prefilter & Exhaust Bag 23 1/4"x47"x8" 6 Pkt w/Hdr |  | 2/CS |  | 04F244862 |  | SEWN
| 22 Gram Fiberglass Paint Arrestor Roll 30"X300' |  | 1 Roll |  | 14AG30300 |  | FIBERGLASS
Blowtherm (f/k/a BITA) 8.0 Meter Extended
| Filtrair FF560GX Diffusion Filter 76"x78" |  | 8/Set |  | 256076788 |  | CDM
| Prefilter & Exhaust Bag 23 1/4"x47"x8" 10 Pkt w/Hdr |  | 2/CS |  | 04F2448102 |  | SEWN
| Prefilter & Exhaust Bag 23 1/4"x47"x8" 6 Pkt w/Hdr |  | 2/CS |  | 04F244862 |  | SEWN
| 22 Gram Fiberglass Paint Arrestor Roll 30"X300' |  | 1 Roll |  | 14AG30300 |  | FIBERGLASS
| Filter Size |  | Case Pack |  | Part Number |  | Product Category | Back to Table of Contents
Brewco Downdraft Spraybooth
| Filtrair FF560GX Diffusion Filter 50 3/4”X55 1/2” |  |  | 4/Set | 256050554 |  | CDM
| Filtrair FF560GX Diffusion Filter 38 3/4”X55 1/2” |  |  | 2/Set | 256038552 |  | CDM
| Prefilter 24"x48" 3 Ply Link (Non Heated Booth) |  |  | 12/CS | 1625244812 |  | HEATSEAL
| Prefilter 24"x24" 3 Ply Panel (Non Heated Booth) |  |  | 20/CS | 1625242420 |  | HEATSEAL
| Prefilter 20"x20"x2" Pleat |  |  | 12/CS | 21143 |  | ACCESSORIES
| 22 Gram Fiberglass Paint Arrestor Roll 25"x300' (SDD) |  |  | 1 Roll | 14AG25300 |  | FIBERGLASS
| 22 Gram Fiberglass Paint Arrestor Roll 36"X300' |  |  | 1 Roll | 14AG36300 |  | FIBERGLASS
CMC Concord – Old Style
| Filtrair FF560GX Diffusion Filter 39”X78” |  |  | 9/Set | 256039789 |  | CDM
| Filtrair FF560GX Diffusion Filter 39”X59” |  |  | 3/Set | 256039593 |  | CDM
| Filtrair FF560GX Diffusion Filter 39”X78” |  |  | 12/Set | 2560397812 |  | CDM
| Filtrair FF560GX Diffusion Filter 39”X117” |  |  | 6/Set | 2560391176 |  | CDM
| Filtrair FF560GX Diffusion Filter 39”X117” |  |  | 7/Set | 2560391177 |  | CDM
| Prefilter Bag 18”X32”X20” 5 Pocket w/Hdr |  |  | 2/CS | 04F18322052 |  | SEWN
| 22 Gram Fiberglass Paint Arrestor Roll 30"X300' |  |  | 1 Roll | 14AG30300 |  | FIBERGLASS
| 22 Gram Fiberglass Paint Arrestor Roll 25”X300’ |  |  | 1 Roll | 14AG25300 |  | FIBERGLASS
CMC Mirage
| Filtrair FF560GX Diffusion Filter 39”X78” |  |  | 9/Set | 256039789 |  | CDM
| Filtrair FF560GX Diffusion Filter 39”X49” |  |  | 3/Set | 256039493 |  | CDM
| Prefilter Bag 18”X52”X20” 8 Pocket w/Hdr |  |  | 2/CS | 04F18522082 |  | SEWN
| 22 Gram Fiberglass Paint Arrestor Roll 30"X300' |  |  | 1 Roll | 14AG30300 |  | FIBERGLASS
CMC Stealth
| Filtrair FF560GX Diffusion Filter 39”X102” |  |  | 6/Set | 2560391026 |  | CDM
| Filtrair FF560GX Diffusion Filter 39”X102” |  |  | 7/Set | 2560391027 |  | CDM
| Filtrair FF560GX Diffusion Filter 35 1/2”X98” |  |  | 6/Set | 256035986 |  | CDM
| Prefilter Bag 18”X32”X20” 5 Pocket w/Hdr |  |  | 2/CS | 04F18322052 |  | SEWN
| 22 Gram Fiberglass Paint Arrestor Roll 30"X300' |  |  | 1 Roll | 14AG30300 |  | FIBERGLASS
CMC Super Multi Flo
| Filtrair FF560GX Diffusion Filter 39”X133” |  |  | 7/Set | 2560391337 |  | CDM
| Prefilter Bag 18”X36”X20” 7 Pocket w/Hdr |  |  | 2/CS | 04F18362072 |  | SEWN
| Prefilter Bag 18”X49 1/4”X20” 8 Pocket w/Hdr |  |  | 2/CS | 04F18492082 |  | SEWN
| 22 Gram Fiberglass Paint Arrestor Roll 30"X300' |  |  | 1 Roll | 14AG30300 |  | FIBERGLASS
CMC-95 Vertical & Horizontal Lights
| Filtrair FF560GX Diffusion Filter 39”X151” |  |  | 6/Set | 2560391516 |  | CDM
| Filtrair FF560GX Diffusion Filter 39”X151” |  |  | 7/Set | 2560391517 |  | CDM
| Prefilter Bag 18”X49 1/4”X20” 8 Pocket w/Hdr |  |  | 2/CS | 04F18492082 |  | SEWN
| Prefilter Bag 18”X32”X20” 5 Pocket w/Hdr |  |  | 2/CS | 04F18322052 |  | SEWN
| 22 Gram Fiberglass Paint Arrestor Roll 30"X300' |  |  | 1 Roll | 14AG30300 |  | FIBERGLASS
| Filter Size |  | Case Pack |  | Part Number |  | Product Category | Back to Table of Contents
CWN-21
| Filtrair FF560GX Diffusion Filter 39 1/2”X135” |  | 6/Set |  | 2560391356 |  | CDM
| Prefilter Bag 24"X24"X20" 5 Pocket 45% w/Hdr |  | 4/CS |  | 44524242054 |  | SEWN
| Exhaust Pad 24”X120”x1" Dry Poly |  | 4/CS |  | 264241204 |  | POLYESTER
| 22 Gram Fiberglass Paint Arrestor Roll 21"X300' |  | 1 Roll |  | 14AG21300 |  | FIBERGLASS
CWN-25
| Filtrair FF560GX Diffusion Filter 39 1/2”X148” |  | 6/Set |  | 2560391486 |  | CDM
| Prefilter Bag 24"X24"X20" 5 Pocket 45% w/Hdr |  | 4/CS |  | 44524242054 |  | SEWN
| Exhaust Pad 24”X120”x1" Dry Poly |  | 4/CS |  | 264241204 |  | POLYESTER
| 22 Gram Fiberglass Paint Arrestor Roll 21"X300' |  | 1 Roll |  | 14AG21300 |  | FIBERGLASS
CWN-25 (After October, 1993)
| Filtrair FF560GX Diffusion Filter 39 1/2”X148” |  | 7/Set |  | 2560391487 |  | CDM
| Prefilter Bag 24”X20”X12” 5 Pocket 45% w/Hdr |  | 4/CS |  | 44524201254 |  | SEWN
| Exhaust Cube 24"x20"x15" 2 Pocket |  | 4/CS |  | 107524201524 |  | SEWN
| 22 Gram Fiberglass Paint Arrestor Roll 21"X300' |  | 1 Roll |  | 14AG21300 |  | FIBERGLASS
Devilbiss Concept
| Filtrair FF560GX Diffusion Filter 39”X39” |  | 14/Set |  | 2560393914 |  | CDM
| 22 Gram Fiberglass Paint Arrestor Roll 41”X300’ |  | 1 Roll |  | 14AG41300 |  | FIBERGLASS
Devilbiss Concept Cure
| Filtrair FF560GX Diffusion Filter 28 1/2”X118” |  | 10/Set |  | 25602811810 |  | CDM
| Filtrair FF560GX Diffusion Filter 61”X149" |  | 4/Set |  | 2560611494 |  | CDM
| Prefilter 25”X72” 3 Ply Link |  | 6/CS |  | 162525726 |  | HEATSEAL
| Prefilter 20”X72” 3 Ply Link |  | 6/CS |  | 162520726 |  | HEATSEAL
| 22 Gram Fiberglass Paint Arrestor Roll (Pit) 41”X300’ |  | 1 Roll |  | 14AG41300 |  | FIBERGLASS
| 22 Gram Fiberglass Paint Arrestor Rl (Raised)30”X30 |  | 0’ 1 Roll |  | 14AG30300 |  | FIBERGLASS
Devilbiss Concept II
| Ceiling Filter 20”X48” AFR-1 Single Frame |  | 24/CS |  | 01AFR2048S24 |  | HEATSEAL
| Ceiling Filter 20”X48” AFR-1 Single Frame (36 req.) |  | 18/CS |  | 01AFR2048S18 |  | HEATSEAL
| Prefilter 25”X72” 3 Ply Link |  | 6/CS |  | 162525726 |  | HEATSEAL
| 22 Gram Fiberglass Paint Arrestor Roll 41”X300’ |  | 1 Roll |  | 14AG41300 |  | FIBERGLASS
Devilbiss 2000
| Ceiling Filter 20”X48” AFR-1 Single Frame (30 req.) |  | 15/CS |  | 01AFR2048S15 |  | HEATSEAL
| Prefilter 25”X72” 3 Ply Link |  | 6/CS |  | 162525726 |  | HEATSEAL
| Poly Back Paper Paint Arrestor Roll 32”X21'’ |  | 2/Bag |  | 3325 |  | EXP PAPER
| Premium Poly Back Paper Paint Arrestor Roll 32”X21’ |  | 1 Roll |  | 3606 |  | EXP PAPER
| Poly Back Paper Paint Arrestor Roll 30”X30’ |  | 1 Roll |  | 20336630 |  | POLYESTER
| 22 Gram Fiberglass Paint Arrestor Roll 30"X300' |  | 1 Roll |  | 14AG30300 |  | FIBERGLASS
Devilbiss* Truck Booth
| Filtrair FF560GX Diffusion Filter 40”X120” |  | 3/Set |  | 2560401203 |  | CDM
| Filter Size |  | Case Pack |  | Part Number |  | Product Category | Back to Table of Contents
Diamond
| Filtrair FF560GX Diffusion Filter 59”X61” |  | 10/Set |  | 2560596110 |  | CDM
| Filtrair FF560GX Diffusion Filter 61”X151” |  | 4/Set |  | 2560611514 |  | CDM
| Prefilter 24"x24"x10" 3 Ply Cube |  | 4/CS |  | 106252424104 |  | SEWN
| 22 Gram Fiberglass Paint Arrestor Roll 30"X300' |  | 1 Roll |  | 14AG30300 |  | FIBERGLASS
Eagle SDD
| Filtrair FF560GX Diffusion Filter 48”X56” |  | 4/Set |  | 256048564 |  | CDM
| Prefilter 20”X50” 3 Ply Link |  | 10/CS |  | 1625205010 |  | HEATSEAL
| Prefilter 25”X60” 3 Ply Link |  | 8/CS |  | 162525608 |  | HEATSEAL
| 15 Gram Fiberglass Paint Arrestor Pads 20"X20" |  | 50/CS |  | 14AGP202050 |  | FIBERGLASS
Eagle DSD
| Filtrair FF560GX Diffusion Filter 48”X56” |  | 4/Set |  | 256048564 |  | CDM
| Prefilter 20”X50” 3 Ply Link |  | 10/CS |  | 165205010 |  | HEATSEAL
| Prefilter 20”X72” 3 Ply Link |  | 6/CS |  | 162520726 |  | HEATSEAL
| 15 Gram Fiberglass Paint Arrestor Pads 20"X20" |  | 50/CS |  | 14AGP202050 |  | FIBERGLASS
Eagle DD & EDD
| Filtrair FF560GX Diffusion Filter 22"X56" |  | 20/Set |  | 2560225620 |  | CDM
| Prefilter 16"X50" Heavy Duty Tacky Link |  | 10/CS |  | 165165010 |  | HEATSEAL
| Prefilter 20”X72” 3 Ply Link |  | 6/CS |  | 162520726 |  | HEATSEAL
| 15 Gram Fiberglass Paint Arrestor Pad 20"X20" |  | 50/CS |  | 14AGP202050 |  | FIBERGLASS
Europea
| Filtrair FF560GX Diffusion Filter 51”X60” |  | 8/Set |  | 256051608 |  | CDM
| Tacky Intake Filter Roll 30”X90’X1” |  | 1 Roll |  | 3653090 |  | POLYESTER
| 22 Gram Fiberglass Paint Arrestor Roll 30"X300' |  | 1 Roll |  | 14AG30300 |  | FIBERGLASS
Furnocolor
| Filtrair FF560GX Diffusion Filter 40”X100” |  | 4/Set |  | 2560401004 |  | CDM
| Filtrair FF560GX Diffusion Filter 48”X66” |  | 6/Set |  | 256048666 |  | CDM
Future Cure (Old Style)
| Ceiling Filter 20”X46” AFR-1 Single Frame |  | 8/CS |  | 01AFR2046S8 |  | HEATSEAL
| Prefilter 20”X48” Tacky Intake Link |  | 8/CS |  | 15520488 |  | HEATSEAL
| Accordion Paint Arrestor Filter 36"X30' |  | 1 Each |  | 1629359 |  | ACCESSORIES
| 22 Gram Fiberglass Paint Arrestor Roll 36"X300' |  | 1 Roll |  | 14AG36300 |  | FIBERGLASS
Future Cure Downdraft Or Sidedraft Model 2500
| Ceiling Filter 20”X46” AFR-1 Single Frame |  | 8/CS |  | 01AFR2046S8 |  | HEATSEAL
| Ceiling Filter 24”X111” AFR-1 Link |  | 5/CS |  | 01AFR2418L65 |  | HEATSEAL
| Prefilter 20”X20”X2” Pleat |  | 12/CS |  | 21143 |  | ACCESSORIES
| Accordion Paint Arrestor Filter 36"X30' |  | 1 Each |  | 1629359 |  | ACCESSORIES
Future Cure Millenium
| Filtrair FF560GX Diffusion Filter 31”X92” |  | 12/Set |  | 2560319212 |  | CDM
| Filtrair FF560GX Diffusion Filter 38”X92” |  | 12/Set |  | 2560389212 |  | CDM
| 22 Gram Fiberglass Paint Arrestor Roll 36"X300' |  | 1 Roll |  | 14AG36300 |  | FIBERGLASS
| Filter Size |  | Case Pack |  | Part Number |  | Product Category | Back to Table of Contents
Future Cure Semi Downdraft
| Ceiling Filter 20”X46” AFR-1 Single Frame |  | 6/CS |  | 01AFR2046S6 |  | HEATSEAL
| Prefilter 20”X20”X2” Pleat |  | 12/CS |  | 21143 |  | ACCESSORIES
Future Cure Miscellaneous Filters
| Filtrair FF560GX Diffusion Filter 31"X91" |  | 4/Set |  | 256031914 |  | CDM
| Filtrair FF560GX Diffusion Filter 31"X91" |  | 6/Set |  | 256031916 |  | CDM
| Filtrair FF560GX Diffusion Filter 26 1/2"X107" |  | 12/Set |  | 0256026D10712 |  | CDM
| Filtrair FF560GX Diffusion Filter 26 1/2"X107" |  | 10/Set |  | 0256026D10710 |  | CDM
| Ceiling Filter 20"x80" AFR-1 Link |  | 4/CS |  | 01AFR2018L44 |  | HEATSEAL
| Ceiling Filter 20”X46” AFR-1 Link |  | 12/CS |  | 01AFR204612 |  | HEATSEAL
| Ceiling Filter 24"x80" AFR-1 Link |  | 4/CS |  | 01AFR2418L44 |  | HEATSEAL
Garmat
| Filtrair FF560GX Diffusion Filter 38”X65” |  | 16/Set |  | 2560386516 |  | CDM
| Filtrair FF560GX Diffusion Filter 38”X107” |  | 7/Set |  | 2560381077 |  | CDM
| Filtrair FF560GX Diffusion Filter 38”X115” |  | 7/Set |  | 2560381157 |  | CDM
| Filtrair FF560GX Diffusion Filter 38”X102” |  | 7/Set |  | 2560381027 |  | CDM
| Prefilter Cube 36”X48”X20" 4 Pkt |  | 3/CS |  | 107536482043 |  | SEWN
| Prefilter Bag 24”X24”X20” 5 Pkt 45% w/Hdr |  | 3/CS |  | 44524242053 |  | SEWN
| Metal Prefilter 23 1/2”X44”X1 7/8” |  | 3/CS |  | 15MF234423 |  | ACCESSORIES
| 22 Gram Fiberglass Paint Arrestor Roll 36"X300' |  | 1 Roll |  | 14AG36300 |  | FIBERGLASS
| 22 Gram Fiberglass Paint Arrestor Roll 41”X300’ |  | 1 Roll |  | 14AG41300 |  | FIBERGLASS
Garmat 3000
| Filtrair FF560GX Diffusion Filter 38 1/2"X62" |  | 14/Set |  | 2560386214 |  | CDM
| Filtrair FF560GX Diffusion Filter 38 1/2"X62" |  | 8/Set |  | 256038628 |  | CDM
| Filtrair FF560GX Diffusion Filter 38 1/2"X62" |  | 10/Set |  | 2560386210 |  | CDM
| Filtrair FF560GX Diffusion Filter 38 1/2"X62" |  | 12/Set |  | 2560386212 |  | CDM
| Metal Prefilter 18 3/4"X46"X7/8" |  | 3/Set |  | 15MF184613 |  | ACCESSORIES
| Exhaust Bag 24.25"x66" |  | 4/CS |  | 11AFP5024B664 |  | SEWN
| 22 Gram Fiberglass Paint Arrestor Roll 36"X300' |  | 1 Roll |  | 14AG36300 |  | FIBERGLASS
| 22 Gram Fiberglass Paint Arrestor Roll 41”X300’ |  | 1 Roll |  | 14AG41300 |  | FIBERGLASS
Global Finishing Solutions* 6.00 Meter – New Style
| Filtrair FF560GX Diffusion Filter 65 1/2 "X120" |  | 4/Set |  | 2560651204 |  | CDM
| Prefilter & Exhaust Bag 23 1/4"x47"x8" 10 Pkt w/Hdr |  | 2/CS |  | 04F2448102 |  | SEWN
| Prefilter & Exhaust Bag 23 1/4"x47"x8" 6 Pkt w/Hdr |  | 2/CS |  | 04F244862 |  | SEWN
| 22 Gram Fiberglass Paint Arrestor Roll 30"X300' |  | 1 Roll |  | 14AG30300 |  | FIBERGLASS
| Paint Pockets Roll 30"X50' |  | 1 Roll |  | PP-030-050-001 |  | PT POCKETS
Global Finishing Solutions* 6.00 Meter – Old Style
| Filtrair FF560GX Diffusion Filter 61"X120" |  | 4/Set |  | 2560611204 |  | CDM
| Prefilter & Exhaust Bag 23 1/4"x47"x8" 10 Pkt w/Hdr |  | 2/CS |  | 04F2448102 |  | SEWN
| Prefilter & Exhaust Bag 23 1/4"x47"x8" 6 Pkt w/Hdr |  | 2/CS |  | 04F244862 |  | SEWN
| 22 Gram Fiberglass Paint Arrestor Roll 30"X300' |  | 1 Roll |  | 14AG30300 |  | FIBERGLASS
| Paint Pockets Roll 30"X50' |  | 1 Roll |  | PP-030-050-001 |  | PT POCKETS
| Filter Size |  | Case Pack |  | Part Number |  | Product Category | Back to Table of Contents
Global Finishing Solutions* 6.75 Meter - New Style
| Filtrair FF560GX Diffusion Filter 65 1/2"X120" |  | 2/Set |  | 2560651202 |  | CDM
| Filtrair FF560GX Diffusion Filter 65 1/2"X149 1/2" |  | 2/Set |  | 2560651492 |  | CDM
| Prefilter & Exhaust Bag 23 1/4"x47"x8" 10 Pkt w/Hdr |  | 2/CS |  | 04F2448102 |  | SEWN
| Prefilter & Exhaust Bag 23 1/4"x47"x8" 6 Pkt w/Hdr |  | 2/CS |  | 04F244862 |  | SEWN
| 22 Gram Fiberglass Paint Arrestor Roll 30"X300' |  | 1 Roll |  | 14AG30300 |  | FIBERGLASS
| Paint Pockets Roll 30"X50' |  | 1 Roll |  | PP-030-050-001 |  | PT POCKETS
Global Finishing Solutions* 6.75 Meter – Old Style
| Filtrair FF560GX Diffusion Filter 61"x120" |  | 2/Set |  | 2560611202 |  | CDM
| Filtrair FF560GX Diffusion Filter 61"x149" |  | 2/Set |  | 2560611492 |  | CDM
| Prefilter & Exhaust Bag 23 1/4"x47"x8" 10 Pkt w/Hdr |  | 2/CS |  | 04F2448102 |  | SEWN
| Prefilter & Exhaust Bag 23 1/4"x47"x8" 6 Pkt w/Hdr |  | 2/CS |  | 04F244862 |  | SEWN
| 22 Gram Fiberglass Paint Arrestor Roll 30"X300' |  | 1 Roll |  | 14AG30300 |  | FIBERGLASS
| Paint Pockets Roll 30"X50' |  | 1 Roll |  | PP-030-050-001 |  | PT POCKETS
Global Finishing Solutions* Ultra 7.50 Meter – New Style
| Filtrair FF560GX Diffusion Filters 64"X149" |  | 4/Set |  | 2560641494 |  | CDM
| Prefilter & Exhaust Bag 23 1/4"x47"x8" 10 Pkt w/Hdr |  | 2/CS |  | 04F2448102 |  | SEWN
| Prefilter & Exhaust Bag 23 1/4"x47"x8" 6 Pkt w/Hdr |  | 2/CS |  | 04F244862 |  | SEWN
| 22 Gram Fiberglass Paint Arrestor Roll 30"X300' |  | 1 Roll |  | 14AG30300 |  | FIBERGLASS
| Paint Pockets Roll 30"X50' |  | 1 Roll |  | PP-030-050-001 |  | PT POCKETS
Global Finishing Solutions* Ultra 7.50 – Old Style
| Filtrair FF560GX Diffusion Filter 59 3/4" X147 1/2" |  | 4/Set |  | 2560591474 |  | CDM
| Filtrair FF560GX Diffusion Filter 61”X149” |  | 4/Set |  | 2560611494 |  | CDM
| Prefilter Bag 23"X45"X8" 6 Pocket No Frame |  | 4/CS |  | 1175234584 |  | SEWN
| Prefilter & Exhaust Bag 23 1/4"x47"x8" 10 Pkt w/Hdr |  | 2/CS |  | 04F2448102 |  | SEWN
| Prefilter & Exhaust Bag 23 1/4"x47"x8" 6 Pkt w/Hdr |  | 2/CS |  | 04F244862 |  | SEWN
| 22 Gram Fiberglass Paint Arrestor Roll 30"X300' |  | 1 Roll |  | 14AG30300 |  | FIBERGLASS
| Paint Pockets Roll 30"X50' |  | 1 Roll |  | PP-030-050-001 |  | PT POCKETS
Global Finishing Solutions* Ultra 2000 6.75 Meter
| Filtrair FF560GX Diffusion Filter 75 1/2”X120” |  | 2/Set |  | 2560751202 |  | CDM
| Filtrair FF560GX Diffusion Filter 75 1/2”X149” |  | 2/Set |  | 2560751492 |  | CDM
| Prefilter & Exhaust Bag 23 1/4"x47"x8" 10 Pkt w/Hdr |  | 2/CS |  | 04F2448102 |  | SEWN
| Prefilter & Exhaust Bag 23 1/4"x47"x8" 6 Pkt w/Hdr |  | 2/CS |  | 04F244862 |  | SEWN
| 22 Gram Fiberglass Paint Arrestor Roll 30"X300' |  | 1 Roll |  | 14AG30300 |  | FIBERGLASS
| Paint Pockets Roll 30"X50' |  | 1 Roll |  | PP-030-050-001 |  | PT POCKETS
Global Finishing Solutions* Ultra 2000 7.50 Meter - Old Style
| Filtrair FF560GX Diffusion Filter 75 1/2”X149” |  | 2/Set |  | 2560751492 |  | CDM
| Filtrair FF560GX Diffusion Filter 75 1/2”X90” |  | 4/Set |  | 256075904 |  | CDM
| Prefilter & Exhaust Bag 23 1/4"x47"x8" 10 Pkt w/Hdr |  | 2/CS |  | 04F2448102 |  | SEWN
| Prefilter & Exhaust Bag 23 1/4"x47"x8" 6 Pkt w/Hdr |  | 2/CS |  | 04F244862 |  | SEWN
| 22 Gram Fiberglass Paint Arrestor Roll 30"X300' |  | 1 Roll |  | 14AG30300 |  | FIBERGLASS
| Paint Pockets Roll 30"X50' |  | 1 Roll |  | PP-030-050-001 |  | PT POCKETS
| Filter Size |  | Case Pack |  | Part Number |  | Product Category | Back to Table of Contents
Global Finishing Solutions Ultra* 2000 7.50 Meter - New Style
| Filtrair FF560GX Diffusion Filter 75 1/2”X149” |  | 4/Set |  | 2560751494 |  | CDM
| Filtrair FF560GX Diffusion Filter 30”X75 1/2” |  | 2/Set |  | 256030752 |  | CDM
| Prefilter & Exhaust Bag 23 1/4"x47"x8" 10 Pkt w/Hdr |  | 2/CS |  | 04F2448102 |  | SEWN
| Prefilter & Exhaust Bag 23 1/4"x47"x8" 6 Pkt w/Hdr |  | 2/CS |  | 04F244862 |  | SEWN
| 22 Gram Fiberglass Paint Arrestor Roll 30"X300' |  | 1 Roll |  | 14AG30300 |  | FIBERGLASS
| Paint Pockets Roll 30"X50' |  | 1 Roll |  | PP-030-050-001 |  | PT POCKETS
Global Finishing Solutions* Ultra 2000 (after Jan. 1999) (also Expert 2000)
| Filtrair FF560GX Diffusion Filter 81"X144” |  | 4/Set |  | 2560811444 | CDM
| Filtrair FF560GX Diffusion Filter 36”X81” |  | 2/Set |  | 256036812 | CDM
| Prefilter & Exhaust Bag 23 1/4"x47"x8" 10 Pkt w/Hdr |  | 2/CS |  | 04F2448102 | SEWN
| Prefilter & Exhaust Bag 23 1/4"x47"x8" 6 Pkt w/Hdr |  | 2/CS |  | 04F244862 | SEWN
| 22 Gram Fiberglass Paint Arrestor Roll 30"X300' |  | 1 Roll |  | 14AG30300 | FIBERGLASS
| Paint Pockets Roll 30"X50' |  | 1 Roll |  | PP-030-050-001 | PT POCKETS
Global Finishing Solutions* Ultra & Expert w/ Ceiling Lights
| Filtrair FF560GX Diffusion Filter 81"x144" |  | 2/Set |  | 2560811442 | CDM
| Filtrair FF560GX Diffusion Filter 22"x144" |  | 4/Set |  | 2560221444 | CDM
| Filtrair FF560GX Diffusion Filter 22"x36" |  | 2/Set |  | 256022362 | CDM
| Filtrair FF560GX Diffusion Filter 36"x81" |  | 2/Set |  | 256036812 | CDM
| Prefilter & Exhaust Bag 23 1/4"x47"x8" 10 Pkt w/Hdr |  | 2/CS |  | 04F2448102 | SEWN
| Prefilter & Exhaust Bag 23 1/4"x47"x8" 6 Pkt w/Hdr |  | 2/CS |  | 04F244862 | SEWN
| 22 Gram Fiberglass Paint Arrestor Roll 30"X300' |  | 1 Roll |  | 14AG30300 | FIBERGLASS
| Paint Pockets Roll 30"X50' |  | 1 Roll |  | PP-030-050-001 | PT POCKETS
Global Finishing Solutions* Ultra 3000
| Filtrair FF560GX Diffusion Filter 65”X120” |  | 2/Set |  | 2560651202 | CDM
| Prefilter & Exhaust Bag 23 1/4"x47"x8" 10 Pkt w/Hdr |  | 2/CS |  | 04F2448102 | SEWN
| Prefilter & Exhaust Bag 23 1/4"x47"x8" 6 Pkt w/Hdr |  | 2/CS |  | 04F244862 | SEWN
| 22 Gram Fiberglass Paint Arrestor Roll 30"X300' |  | 1 Roll |  | 14AG30300 | FIBERGLASS
| Paint Pockets Roll 30"X50' |  | 1 Roll |  | PP-030-050-001 | PT POCKETS
Global Finishing Solutions* Professional DD and Concept DD
| Ceiling Filter 20”X48” AFR-1 Single Frame (36 req 24') |  |  | 18/cs | 01AFR2048S18 | HEATSEAL
| Ceiling Filter 20”X48” AFR-1 Single Frame (42 req 27') |  |  | 21/CS | 01AFR2048S21 | HEATSEAL
| Prefilter & Exhaust Bag 23 1/4"x47"x8" 10 Pkt w/Hdr |  |  | 2/CS | 04F2448102 | SEWN
| Prefilter & Exhaust Bag 23 1/4"x47"x8" 6 Pkt w/Hdr |  |  | 2/CS | 04F244862 | SEWN
| 22 Gram Fiberglass Paint Arrestor Roll 30"X300' |  |  | 1 Roll | 14AG30300 | FIBERGLASS
| Paint Pockets Roll 30"X50' |  |  | 1 Roll | PP-030-050-001 | PT POCKETS
Global Finishing Solutions* Space Saver DD 27' only
| Ceiling Filter 20”X48” AFR-1 Single Frame (36 req ) |  |  | 18/cs | 01AFR2048S18 | HEATSEAL
| Prefilter & Exhaust Bag 23 1/2"x35 1/2"x8" 4 Pkt w/Hdr |  |  | 2/CS | 04F23D35D842 | SEWN
| 22 Gram Fiberglass Paint Arrestor Roll 30"X300' |  |  | 1 Roll | 14AG30300 | FIBERGLASS
| Paint Pockets Roll 30"X50' |  |  | 1 Roll | PP-030-050-001 | PT POCKETS
Global Finishing Solutions* Space Saver SDD 27' & 30'
| Ceiling Filter 20”X48” AFR-1 Single Frame (14 req ) |  |  | 14/cs | 01AFR2048S14 | HEATSEAL
| Prefilter & Exhaust Bag 23 1/2"x35 1/2"x8" 4 Pkt w/Hdr |  |  | 2/CS | 04F23D35D842 | SEWN
| 20”X25” 22 Gram Fiberglass Paint Arrestor Pad 50/cs |  |  | 50/CS | 14AGP2025HD50 | FIBERGLASS
| 20”X25” Paint Pockets Paint Arrestor Pad 30/case |  |  | 30/CS | 02PP202530 | PT POCKETS
| Filter Size |  | Case Pack |  | Part Number |  | Product Category | Back to Table of Contents
Global Finishing Solutions* Performer
| Filtrair FF560GX Diffusion Filter 51”X121” |  | 6/Set |  | 2560511216 | CDM
| Prefilter & Exhaust Bag 23 1/4"x47"x8" 6 Pkt w/Hdr |  | 2/CS |  | 04F244862 | SEWN
| 22 Gram Fiberglass Paint Arrestor Roll 30"X300' |  | 1 Roll |  | 14AG30300 | FIBERGLASS
| Paint Pockets Roll 30"X50' |  | 1 Roll |  | PP-030-050-001 | PT POCKETS
Global Finishing Solutions* Ultra Series (ceiling filters for Ultra booths made after 05/2013)
| Filtrair FF560GX Diffusion Filter 22"x69" |  | 2/set |  | 256022692 | CDM
| Filtrair FF560GX Diffusion Filter 22"x105" |  | 6/set |  | 2560221056 | CDM
| Filtrair FF560GX Diffusion Filter 22"x141" |  | 4/set |  | 2560221414 | CDM
| Filtrair FF560GX Diffusion Filter 69"x73" |  | 1/set |  | 256069731 | CDM
| Filtrair FF560GX Diffusion Filter 73"x105" |  | 3/set |  | 2560731053 | CDM
| Filtrair FF560GX Diffusion Filter 73"x141" |  | 2/set |  | 2560731412 | CDM
Global Finishing Solutions* Truck Booths
| Filtrair FF560GX Diffusion Filter 64"X108" |  |  | Each | 256064108 | CDM
| Filtrair FF560GX Diffusion Filter 64"X144" |  |  | Each | 256064144 | CDM
| Filtrair FF560GX Diffusion Filter 81"X108" |  |  | Each | 256081108 | CDM
| Prefilter & Exhaust Bag 19 1/2"X36 3/4"X10 8 Pkt w/Hdr *Formerly known as Team Blowtherm |  |  | 2/CS | 04F19371082 | SEWN
Impianti-V.I.S. & Guardian
| Filtrair FF560GX Diffusion Filter 39”X127” |  | 7/Set |  | 2560391277 | CDM
| Filtrair FF560GX Diffusion Filter 38”X122” |  | 7/Set |  | 2560381227 | CDM
| Filtrair FF560GX Diffusion Filter 27”X116” |  | 10/Set |  | 25602711610 | CDM
| Filtrair FF560GX Diffusion Filter 24”X125” |  | 10/Set |  | 25602412510 | CDM
| Prefilter Bag 23”X45”X12” 8 Pkt no Frame |  | 4/CS |  | 117523451284 | SEWN
| 22 Gram Fiberglass Paint Arrestor Roll 30"X300' |  | 1 Roll |  | 14AG30300 | FIBERGLASS
JBI
| Tacky Intake Filter 20”X20” |  | 24/CS |  | 155202024 | HEATSEAL
| Fiberglass Extractor Roll 45”X300’ |  | 1 Roll |  | 14AG45300 | FIBERGLASS
J-Mar Downdraft
| Filtrair FF560GX Diffusion Filter 48”X58” |  | 12/Set |  | 2560485812 | CDM
| Filtrair FF560GX Diffusion Filter 48”X58” |  | 8/Set |  | 256048588 | CDM
| 22 Gram Fiberglass Paint Arrestor Roll 36"X300' |  | 1 Roll |  | 14AG36300 | FIBERGLASS
Jong Air – New Style (After 1989)
| Filtrair FF560GX Diffusion Filter 81”X144” |  | 4/Set |  | 2560811444 | CDM
Jong Air – Old Style
| Filtrair FF560GX Diffusion Filter 81”X127” |  | 3/Set |  | 2560811273 | CDM
| Filtrair FF560GX Diffusion Filter 40”X127” |  | 1/Set |  | 2560401271 | CDM
| Prefilter Bag (w/Basket) 24”X24”X20” 5 Pkt 45% |  | 2/CS |  | 04452424205WC2 | SEWN
| Prefilter Bag (w/Basket) 24”X12”X20” 3 Pkt 45% |  | 2/CS |  | 04452412203WC2 | SEWN
| Exhaust Filter Bag (w/Basket) 24”X24”X20” 5 Pkt 45% |  | 2/CS |  | 04452424205WC2 | SEWN
| Exhaust Filter Bag (w/Basket) 24”X12”X20” 3 Pkt 45% |  | 2/CS |  | 04452412203WC2 | SEWN
| Heavy Duty Tacky Exhaust Roll 41"x90'x1" |  | 1 Roll |  | 03654190 | POLYESTER
| Filter Size |  | Case Pack |  | Part Number |  | Product Category | Back to Table of Contents
Kayco K-Tech SDD-NP
| Ceiling Filter 20"x20" AFR-1 Panel (40 required) |  | 20/CS |  | 01AFR202020 | HEATSEAL
| Ceiling Filter 42"x83" AFR-1 2 Ply Pad |  | 2/Set |  | 02AFR42832 | CDM
| 15 Gram Fiberglass Paint Arrestor Pads 20"X20" |  | 50/CS |  | 14AGP202050 | FIBERGLASS
Kayco K-Tech SDD-PP
| Filtrair FF560GX Diffusion Filter 42"X83" |  | 2/Set |  | 256042832 | CDM
| 15 Gram Fiberglass Paint Arrestor Pads 20"X20" |  | 50/CS |  | 14AGP202050 | FIBERGLASS | FIBERGLASS
Kayco SD-NP
| Ceiling Filter 50"x95" AFR-1 2 Ply Pad |  | 6/Set |  | 02AFR50956 | CDM
| Prefilter 20"X20" AFR-1 Panel |  | 20/CS |  | 01AFR202020 | HEATSEAL
| 15 Gram Fiberglass Paint Arrestor Pads 20"X20" |  | 50/CS |  | 14AGP202050 | FIBERGLASS
Kayco SD-PP
| Filtrair FF560GX Diffusion Filter 50"x95" |  | 6/Set |  | 256050956 |  | CDM
| 15 Gram Fiberglass Paint Arrestor Pads 20"X20" |  | 50/CS |  | 14AGP202050 |  | FIBERGLASS
Kayco DD
| Ceiling Filter 50"x95" AFR-1 2 Ply Pad |  | 6/Set |  | 02AFR50956 |  | CDM
| 22 Gram Fiberglass Paint Arrestor Roll 36"X300' |  | 1 Roll |  | 14AG36300 |  | FIBERGLASS
Kayco CD
| Prefilter 20"X20" AFR-1 Panel |  | 20/CS |  | 01AFR202020 |  | HEATSEAL
| 15 Gram Fiberglass Paint Arrestor Pads 20"X20" |  | 50/CS |  | 14AGP202050 |  | FIBERGLASS
Kayco
| Filtrair FF560GX Diffusion Filter 26”X79” |  | 5/Set |  | 256026795 |  | CDM
| Filtrair FF560GX Diffusion Filter 44”X50” |  | 10/Set |  | 2560445010 |  | CDM
| Paper Paint Arrestor Pad 20”X20” |  | 70/CS |  | 3032 |  | EXP PAPER
| 22 Gram Fiberglass Paint Arrestor Roll 30"X300' |  | 1 Roll |  | 14AG30300 |  | FIBERGLASS
Kayco Deluxe
| Filtrair FF560GX Diffusion Filter 50”X74” |  | 10/Set |  | 2560507410 |  | CDM
| 22 Gram Fiberglass Paint Arrestor Roll 36"X300' |  | 1 Roll |  | 14AG36300 |  | FIBERGLASS
Kayco – MisCellaneous Sizes
| Filtrair FF560GX Diffusion Filter 68”X74” |  | 3/Set |  | 256068743 |  | CDM
| Filtrair FF560GX Diffusion Filter 38”X98” |  | 1/Set |  | 256038981 |  | CDM
| Filtrair FF560GX Diffusion Filter 40 1/2”X115” |  | 4/Set |  | 2560401154 |  | CDM
| Filtrair FF560GX Diffusion Filter 62”X62” |  | 3/Set |  | 256062623 |  | CDM
| Filtrair FF560GX Diffusion Filter 50”X62” |  | 3/Set |  | 256050623 |  | CDM
| Filtrair FF560GX Diffusion Filter 34”X54” |  | 10/Set |  | 2560345410 |  | CDM
| Filtrair FF560GX Diffusion Filter 42”X100” |  | 2/Set |  | 2560421002 |  | CDM
| Filtrair FF560GX Diffusion Filter 42”X117” |  | 2/Set |  | 2560421172 |  | CDM
| Filtrair FF560GX Diffusion Filter 38”X74” |  | 12/Set |  | 2560387412 |  | CDM
| Filtrair FF560GX Diffusion Filter 29”X116” |  | 2/Set |  | 2560291162 |  | CDM
KWB
| Filtrair FF560GX Diffusion Filter 39 1/2”X64” |  | 12/Set |  | 2560396412 |  | CDM
| Exhaust Filter 21 1/4”X27 5/8”X1” 3 Ply Panel |  | 24/CS |  | 1625222824 |  | HEATSEAL
| Prefilter Bag 24”X24”X20” 5 Pkt 45% w/Hdr |  | 4/CS |  | 44524242054 |  | SEWN
| 22 Gram Fiberglass Paint Arrestor Roll 30"X300' |  | 1 Roll |  | 14AG30300 |  | FIBERGLASS
| Filter Size |  | Case Pack |  | Part Number |  | Product Category | Back to Table of Contents
LUTRO KSP-7 BT (MB)
| Filtrair FF560GX Diffusion Filter 59”X283” |  | 2/Set |  | 2560592832 |  | CDM
| 22 Gram Fiberglass Paint Arrestor Roll 36"X300' |  | 1 Roll |  | 14AG36300 |  | FIBERGLASS
LUTRO KSP-7 BT (PS)
| Filtrair FF560GX Diffusion Filter 81”X283” |  | 1/Set |  | 2560812831 |  | CDM
| Filtrair FF560GX Diffusion Filter 57”X283” |  | 2/Set |  | 2560572832 |  | CDM
| Prefilter Roll 25”X90’X1” Dry Poly |  | 1 Roll |  | 3642590 |  | POLYESTER
| 22 Gram Fiberglass Paint Arrestor Roll 30"X300' |  | 1 Roll |  | 14AG30300 |  | FIBERGLASS
Marini Booth
| Filtrair FF560GX Diffusion Filter 28 1/2”X129 1/2” |  | 8/Set |  | 2560281298 |  | CDM
| Filtrair FF560GX Diffusion Filter 30”X139” |  | 8/Set |  | 2560301398 |  | CDM
| Filtrair FF560GX Diffusion Filter 28 1/2”X117” |  | 8/Set |  | 2560281178 |  | CDM
| Filtrair FF560GX Diffusion Filter 40”X110” |  | 7/Set |  | 2560401107 |  | CDM
| 22 Gram Fiberglass Paint Arrestor Roll 36"X300' |  | 1 Roll |  | 14AG36300 |  | FIBERGLASS
Noram Downdraft Spraybooth
| Filtrair FF560GX Diffusion Filter 56”X120” OLD |  | 5/Set |  | 2560561205 |  | CDM
| Filtrair FF560GX Diffusion Filter 58”X122” OLD |  | 5/Set |  | 2560581225 |  | CDM
| Filtrair FF560GX Diffusion Filter 56”X120” NEW |  | 4/Set |  | 2560561204 |  | CDM
| Filtrair FF560GX Diffusion Filter 58”X122” NEW |  | 4/Set |  | 2560581224 |  | CDM
| Filtrair FF560GX Diffusion Filter 56”X108” |  | 4/Set |  | 2560561084 |  | CDM
| Prefilter 20”X20”X2” Pleat |  | 12/CS |  | 21143 |  | ACCESSORIES
| Exhaust Bag 23 3/4”X43”X10” 6 Pkt w/Hdr |  | 2/CS |  | 04F23431062 |  | SEWN
| Exhaust Bag 23 3/4”X43 3/4”X10” 6 Pkt w/Hdr |  | 2/CS |  | 04F23F43F1062 |  | SEWN
| Exhaust Filter 20”X25” 3 Ply Panel |  | 20/CS |  | 1625202520 |  | HEATSEAL
| Exhaust Pad 20”X20”X2” Dry Poly |  | 40/CS |  | 268202040 |  | POLYESTER
| Exhaust Pad 20”X25”X2” Dry Poly |  | 40/CS |  | 268202540 |  | POLYESTER
| 22 Gram Fiberglass Paint Arrestor Roll 30"X300' |  | 1 Roll |  | 14AG30300 |  | FIBERGLASS
Nova Verta
| Filtrair FF560GX Diffusion Filter 24”X128” |  | 12/Set |  | 25602412812 |  | CDM
| Filtrair FF560GX Diffusion Filter 24”X128” |  | 13/Set |  | 25602412813 |  | CDM
| Filtrair FF560GX Diffusion Filter 24”X144” |  | 15/Set |  | 25602414415 |  | CDM
| Filtrair FF560GX Diffusion Filter 26"X128" |  | 13/Set |  | 25602612813 |  | CDM
| Filtrair FF560GX Diffusion Filter 26"X128" |  | 14/Set |  | 25602612814 |  | CDM
| Filtrair FF560GX Diffusion Filter 26"X128" |  | 15/Set |  | 25602612815 |  | CDM
| Filtrair FF560GX Diffusion Filter 26"X144" |  | 24/Set |  | 25602614424 |  | CDM
| Filtrair FF560GX Diffusion Filter 26"X144" |  | 26/Set |  | 25602614426 |  | CDM
| Filtrair FF560GX Diffusion Filter 26"X96" |  | 28/Set |  | 2560269628 |  | CDM
| Metal Pleated Prefilter 28 3/4”X26 1/2”X3 7/8” |  | 2/CS |  | 15MP282642 |  | ACCESSORIES
| Metal Pleated Exhaust Filter 26 1/2”X47”X2” |  | 4/CS |  | 15MP264724 |  | ACCESSORIES
| 22 Gram Fiberglass Paint Arrestor Roll 27”X300’ |  | 1 Roll |  | 14AG27300 |  | FIBERGLASS
| 18 Gram Polyback Fiberglass Paint Arrest Roll 27”X300’ 1 Roll |  |  |  | 14AG27300PB |  | FIBERGLASS
OLT*
| Filtrair FF560GX Diffusion Filter 37”X78” |  | 9/Set |  | 256037789 |  | CDM
Omia Excelflo
| Filtrair FF560GX Diffusion Filter 51”X139” |  | 2/Set |  | 2560511392 |  | CDM
| Filtrair FF560GX Diffusion Filter 31”X139” |  | 2/Set |  | 2560311392 |  | CDM
| Filter Size |  | Case Pack |  | Part Number |  | Product Category | Back to Table of Contents
Omia Model 5020
| Filtrair FF560GX Diffusion Filter 43”X111” |  | 6/Set |  | 2560431116 |  | CDM
Omia Model 5021
| Filtrair FF560GX Diffusion Filter 20"X66" |  | 6/Set |  | 256020666 |  | CDM
Omia Ultraflo
| Filtrair FF560GX Diffusion Filter 51”X150” |  | 2/Set |  | 2560511502 |  | CDM
| Filtrair FF560GX Diffusion Filter 39"X150" |  | 2/Set |  | 2560391502 |  | CDM
Omia Valuflo
| Filtrair FF560GX Diffusion Filter 51”X139” |  | 2/Set |  | 2560511392 |  | CDM
| Filtrair FF560GX Diffusion Filter 31"X139" |  | 2/Set |  | 2560311392 |  | CDM
Omia Miscellaneous Sizes
| Filtrair FF560GX Diffusion Filter 50”X149” |  | 2/Set |  | 2560501492 |  | CDM
| Filtrair FF560GX Diffusion Filter 31”X149” |  | 4/Set |  | 2560311494 |  | CDM
| Filtrair FF560GX Diffusion Filter 35”X150” |  | 1/Set |  | 2560351501 |  | SEWN
| 22 Gram Fiberglass Paint Arrestor Roll 36"X300' |  | 1 Roll |  | 14AG36300 |  | FIBERGLASS
Optima
| Filtrair FF560GX Diffusion Filter 39”X130” |  | 6/Set |  | 2560391306 |  | CDM
| Filtrair FF560GX Diffusion Filter 39”X132” |  | 6/Set |  | 2560391326 |  | POLYESTER
| Prefilter Bag 20”X37 3/4”X12” 5 Pkt w/Hdr |  | 2/CS |  | 04F20371252 |  | SEWN
| 22 Gram Fiberglass Paint Arrestor Roll 30"X300' |  | 1 Roll |  | 14AG30300 |  | FIBERGLASS
Pami
| Filtrair FF560GX Diffusion Filter 38”X114” |  | 7/Set |  | 2560381147 |  | CDM
| Prefilter 39”X50”X1" Heavy Duty Tacky Pad |  | 8/CS |  | 26539508 |  | POLYESTER
| 22 Gram Fiberglass Paint Arrestor Roll 30"X300' |  | 1 Roll |  | 14AG30300 |  | FIBERGLASS
PBR Pure Cure
| Filtrair FF560GX Diffusion Filter 38”X67 1/2” |  | 14/Set |  | 2560386714 |  | CDM
| Prefilter 41”X90’X1” Heavy Duty Tacky Roll |  | 1 Roll |  | 3654190 |  | POLYESTER
| Prefilter 50”X90’X1” Heavy Duty Tacky Roll |  | 1 Roll |  | 3655090 |  | POLYESTER
Pivab
| Filtrair FF560GX Diffusion Filter 39 1/2”X90” |  | 12/Set |  | 2560399012 |  | CDM
| Prefilter Bag 24”X24”X20” 5 Pkt 45% w/Hdr |  | 4/CS |  | 44524242054 |  | SEWN
| Exhaust Bag 24”X24”X20” 5 Pkt 45% w/Hdr |  | 4/CS |  | 44524242054 |  | SEWN
| Accordion Paint Arrestor Filter 36"X30' |  | 1 Each |  | 1629359 |  | ACCESSORIES
| 22 Gram Fiberglass Paint Arrestor Roll 36"X300' |  | 1 Roll |  | 14AG36300 |  | FIBERGLASS
| 22 Gram Fiberglass Paint Arrestor Roll 41”X300’ |  | 1 Roll |  | 14AG41300 |  | FIBERGLASS
Pivab Semi Downdraft
| Filtrair FF560GX Diffusion Filter 39 1/2”X90” |  | 4/Set |  | 256039904 |  | CDM
| Filtrair FF560GX Diffusion Filter 39 1/2”X90” |  | 12/Set |  | 2560399012 |  | CDM
| Prefilter Bag 28”X30”X15” 3 Pkt no Frame |  | 9/CS |  | 117528301539 |  | SEWN
| Prefilter Bag 24”X24”X20” 5 Pkt 45% w/Hdr |  | 4/CS |  | 44524242054 |  | SEWN
| Exhaust Bag 24”X24”X20” 5 Pkt 45% w/Hdr |  | 4/CS |  | 44524242054 |  | SEWN
| Accordion Paint Arrestor Filter 36"X30' |  | 1 Each |  | 1629359 |  | ACCESSORIES
| 22 Gram Fiberglass Paint Arrestor Roll 36"X300' |  | 1 Roll |  | 14AG36300 |  | FIBERGLASS
| 22 Gram Fiberglass Paint Arrestor Roll 41”X300’ |  | 1 Roll |  | 14AG41300 |  | FIBERGLASS
| Filter Size |  | Case Pack |  | Part Number |  | Product Category | Back to Table of Contents
Polin
| Filtrair FF560GX Diffusion Filter 20”X78” |  | 2/Set |  | 256020782 |  | CDM
| Filtrair FF560GX Diffusion Filter 40”X78” |  | 14/Set |  | 2560407814 |  | CDM
| Filtrair FF560GX Diffusion Filter 39 1/2”X115” |  | 7/Set |  | 2560391157 |  | CDM
| Prefilter 37”X39”X2” Pleated Metal |  | 2/CS |  | 15MP373922 |  | ACCESSORIES
| Prefilter 19”X39”X3 3/4” Pleated Metal |  | 1 Each |  | 15MP193931 |  | ACCESSORIES
| Prefilter 28”X58”X2” Pleated Metal |  | 1 Each |  | 15MP285821 |  | ACCESSORIES
| 15 Gram Fiberglass Paint Arrestor Pads 20"X20" |  | 50/CS |  | 14AGP202050 |  | FIBERGLASS
| Exhaust Filter 20”X20”X1” Dry Poly Pad |  | 30/CS |  | 264202030 |  | POLYESTER
| 22 Gram Fiberglass Paint Arrestor Roll 30"X300' |  | 1 Roll |  | 14AG30300 |  | FIBERGLASS
Polar Air
| Filtrair FF560GX Diffusion Filter 41"X48" |  | 12/Set |  | 2560414812 |  | CDM
| 22 Gram Fiberglass Paint Arrestor Roll 36"X300' |  | 1 Roll |  | 14AG36300 |  | FIBERGLASS
| Prefilter 20"X72" 3 Ply Link |  | 6/CS |  | 162520726 |  | HEATSEAL
Protectaire
| Ceiling Filter 20"X20" AFR-1 Panel |  | 20/CS |  | 01AFR202020 |  | HEATSEAL
| Prefilter 20”X25”X2” Pleat |  | 12/CS |  | 21145 |  | ACCESSORIES
| Prefilter 22”X27”X1” Heavy Duty Tacky Pad |  | 24/CS |  | 265222724 |  | POLYESTER
| Prefilter Bag 19 3/4”X46”X8” 8 Pkt w/Hdr |  | 2/CS |  | 04F1946882 |  | SEWN
| 22 Gram Fiberglass Paint Arrestor Roll 25”X300’ |  | 1 Roll |  | 14AG25300 |  | FIBERGLASS
Saico Paint N’ Cure
| Filtrair FF560GX Diffusion Filter 33”X45 1/2” |  | 24/Set |  | 2560334524 |  | CDM
| Filtrair FF560GX Diffusion Filter 33”X45 1/2” |  | 18/Set |  | 2560334518 |  | CDM
| Prefilter 37”X52”X1" Heavy Duty Tacky Pad |  | 8/CS |  | 26537528 |  | POLYESTER
| Exhaust Filter 24”X48”X1" Tacky Pad |  | 16/CS |  | 265244816 |  | POLYESTER
| 22 Gram Fiberglass Paint Arrestor Roll 25”X300’ |  | 1 Roll |  | 14AG25300 |  | FIBERGLASS
| Exhaust Tube 10”X10”X42” no Frame |  | 9/CS |  | 11751010429 |  | SEWN
Saima Accudraft and Superkleen-Old Style
| Filtrair FF560GX Diffusion Filter 37”X45” |  | 21/Set |  | 2560374521 |  | CDM
| Filtrair FF560GX Diffusion Filter 37”X45” |  | 18/Set |  | 2560374518 |  | CDM
| Prefilter 24”X60”X1" Tacky Pad |  | 8/CS |  | 26524608 |  | POLYESTER
| Exhaust Cube 16”X25”X20” |  | 4/CS |  | 10751625204 |  | SEWN
| Metal Exhaust Filter 18”X25”X1” |  | 16/CS |  | 15MF1825116 |  | ACCESSORIES
| 22 Gram Fiberglass Paint Arrestor Roll 30"X300' |  | 1 Roll |  | 14AG30300 |  | FIBERGLASS
Saima Accudraft 2000 and 2001-New Style
| Filtrair FF560GX Diffusion Filter 37”X45” |  | 21/Set |  | 2560374521 |  | CDM
| Filtrair FF560GX Diffusion Filter 37”X45” |  | 18/Set |  | 2560374518 |  | CDM
| Prefilter Bag 17 3/4”X23 1/2”X20” 4 Pkt w/Hdr |  | 3/CS |  | 04F17232043 |  | SEWN
| Prefilter Bag 18”X26 1/2”X15” 5 Pkt w/Hdr |  | 2/CS |  | 04F18261552 |  | SEWN
| Exhaust Cube 15”X24”X20” |  | 6/CS |  | 10751524206 |  | SEWN
| Exhaust Cube 16”X24”X20” |  | 6/CS |  | 10751624206 |  | SEWN
| Exhaust Cube 16”X25”X20” |  | 6/CS |  | 10751625206 |  | SEWN
| 22 Gram Fiberglass Paint Arrestor Roll 30"X300' |  | 1 Roll |  | 14AG30300 |  | FIBERGLASS
| 22 Gram Fiberglass Paint Arrestor Roll 45"X300' |  | 1 Roll |  | 14AG45300 |  | FIBERGLASS
| Filter Size |  | Case Pack |  | Part Number |  | Product Category | Back to Table of Contents
Saima Accudraft 2000 Maxidraft
| Filtrair FF560GX Diffusion Filter 41 1/2"X44 |  | 21/Set |  | 0256041D4421 |  | CDM
| Filtrair FF560GX Diffusion Filter 41 1/2"X44 |  | 18/Set |  | 0256041D4418 |  | CDM
| Filtrair FF560GX Diffusion Filter 44"x46" |  | 18/Set |  | 2560444618 |  | CDM
| Prefilter 24"X36"X1" Tacky Pad |  | 12/CS |  | 265243612 |  | POLYESTER
| Exhaust Cube 15”X24”X20” |  | 6/CS |  | 10751524206 |  | SEWN
| 22 Gram Fiberglass Paint Arrestor Roll 45"X300' |  | 1 Roll |  | 14AG45300 |  | FIBERGLASS
Saima Accudraft Titan
| Filtrair FF560GX Diffusion Filter 44"x136 1/4" |  | 6/Set |  | 0256044136B6 |  | CDM
| Filtrair FF560GX Diffusion Filter 44"x136 1/4" |  | 7/Set |  | 0256044136B7 |  | CDM
| Filtrair FF560GX Diffusion Filter 44"x136 1/4" |  | 8/Set |  | 0256044136B8 |  | CDM
| Prefilter Bag 17 3/4”X23 1/2”X20” 4 Pkt w/Hdr |  | 3/CS |  | 04F17232043 |  | SEWN
| Prefilter 24"X36"X1" Tacky Pad |  | 12/CS |  | 265243612 |  | POLYESTER
| Exhaust Cube 15”X24”X20” |  | 6/CS |  | 10751524206 |  | SEWN
| Exhaust Cube 17 1/2"x27 1/2"x20" |  | 6/CS |  | 107517D27D206 |  | SEWN
| 22 Gram Fiberglass Paint Arrestor Roll 30"X300' |  | 1 Roll |  | 14AG30300 |  | FIBERGLASS
| 22 Gram Fiberglass Paint Arrestor Roll 45"X300' |  | 1 Roll |  | 14AG45300 |  | FIBERGLASS
Saima Spraykleen
| Filtrair FF560GX Diffusion Filter 45”X59” |  | 12/Set |  | 2560455912 |  | CDM
| Prefilter 27”X59”X1" Tacky Pad |  | 8/CS |  | 26527598 |  | POLYESTER
| 22 Gram Fiberglass Paint Arrestor Roll 30"X300' |  | 1 Roll |  | 14AG30300 |  | FIBERGLASS
Saima Spraykleen
| Ceiling Filter 20"X20" AFR-1 Panel |  | 36/CS |  | 01AFR202036 |  | HEATSEAL
| 22 Gram Fiberglass Paint Arrestor Roll 30"X300' |  | 1 Roll |  | 14AG30300 |  | FIBERGLASS
SIMA
| Filtrair FF560GX Diffusion Filter 37"X90" |  | 12/Set |  | 2560379012 |  | CDM
| Prefilter Bag 24"X24"x20" 5 Pkt 45% w/Hdr |  | 4/CS |  | 44524242054 |  | SEWN
| 15 Gram Fiberglass Paint Arrestor Pad 24"X24"X2" |  | 50/CS |  | 14AGP2424250 |  | FIBERGLASS
SIMA
| Filtrair FF560GX Diffusion Filter 37"X106" |  | 8/Set |  | 2560371068 |  | CDM
| Filtrair FF560GX Diffusion Filter 37"X106" |  | 12/Set |  | 25603710612 |  | CDM
| Prefilter Bag 24"X24"x20" 5 Pkt 45% w/Hdr |  | 4/CS |  | 44524242054 |  | SEWN
| Prefilter Bag 20"X24"x20" 5 Pkt 45% w/Hdr |  | 4/CS |  | 44520242054 |  | SEWN
| 22 Gram Fiberglass Paint Arrestor Roll 30"X300' |  | 1 Roll |  | 14AG30300 |  | FIBERGLASS
Sides Spraymate
| Filtrair FF560GX Diffusion Filter 55”X92” |  | 4/Set |  | 256055924 |  | CDM
| 22 Gram Fiberglass Paint Arrestor Roll 25”X300’ |  | 1 Roll |  | 14AG25300 |  | FIBERGLASS
| 22 Gram Fiberglass Paint Arrestor Roll 48"X300' |  | 1 Roll |  | 14AG48300 |  | FIBERGLASS
Spraybake - Advantage
| Filtrair FF560GX Diffusion Filter 78 3/4”X246” |  | 1/Set |  | 2560792461 |  | CDM
| Prefilter Bag 24”X60” no Frame |  | 5/CS |  | 11AFP24605 |  | SEWN
| Prefilter Bag 24”X60” no Frame |  | 1/CS |  | 11AFP24601 |  | SEWN
| Prefilter Bag 30”X60” no Frame |  | 5/CS |  | 11AFP30605 |  | SEWN
| Prefilter Bag 30”X60” no Frame |  | 1/CS |  | 11AFP30601 |  | SEWN
| 32 Gram Poly Back FG Paint Arrestor Pad 30”X194”X4” |  | 2/CS |  | 14AGP30194P2 |  | FIBERGLASS
| 32 Gram Poly Back FG Paint Arrestor Roll 30"X165'X4" |  | 1 Roll |  | 14AG30165PB |  | FIBERGLASS
| 32 Gram Poly Back FG Paint Arrestor Roll 60”X165’X4” |  | 1 Roll |  | 14AG60165PB |  | FIBERGLASS
| Stage Two Paint Arrestor 30”X193”X1" Dry Poly Pad |  | 2/CS |  | 264301932 |  | FIBERGLASS
| Filter Size |  | Case Pack |  | Part Number |  | Product Category | Back to Table of Contents
Spraybake Advantage 2000
| Filtrair FF560GX Diffusion Filter 39”X292” |  | 3/Set |  | 2560392923 |  | CDM
| Prefilter Bag 30”X60” no Frame |  | 5/CS |  | 11AFP30605 |  | SEWN
| Prefilter Bag 30”X60” no Frame |  | 1/CS |  | 11AFP30601 |  | SEWN
| Extractor Pads 30”X194”X4” |  | 2/CS |  | 14AGP30194P2 |  | FIBERGLASS
| 32 Gram Poly Back FG Paint Arrestor Roll 30"X165'X4" |  | 1 Roll |  | 14AG30165PB |  | FIBERGLASS
| 32 Gram Poly Back FG Paint Arrestor Roll 60”X165’X4” |  | 1 Roll |  | 14AG60165PB |  | FIBERGLASS
| Stage Two Paint Arrestor 30”X193”X1" Dry Poly Pad |  | 2/CS |  | 264301932 |  | POLYESTER
Spraybake Performance
| Filtrair FF560GX Diffusion Filter 60”X312” |  |  | 2/Set | 2560603122 |  | CDM
| Filtrair FF560GX Diffusion Filter 60”X342” |  |  | 2/Set | 2560603422 |  | CDM
| Prefilter Bag 30”X60” no Frame |  |  | 5/CS | 11AFP30605 |  | SEWN
| Prefilter Bag 30”X60” no Frame |  |  | 1/CS | 11AFP30601 |  | SEWN
| 32 Gram Poly Back FG Paint Arrestor Roll 30"X165'X4" |  |  | 1 Roll | 14AG30165PB |  | FIBERGLASS
| Stage Two Paint Arrestor 36”X241”X1” Dry Poly Pad |  |  | 2/CS | 26436242 |  | POLYESTER
| Stage Two Paint Arrestor 36”X288”X1” Dry Poly Pad |  |  | 2/CS | 264362882 |  | POLYESTER
Spraybake – Water Wash
| Filtrair FF560GX Diffusion Filter 78 3/4”X246 |  |  | 1/Set | 2560792461 |  | CDM
| Water Wash Paint Arrestor Pad 40”X40” |  |  | 10/CS | 275404010 |  | POLYESTER
| Water Wash Paint Arrestor Pad 48”X52” |  |  | 10/CS | 275485210 |  | POLYESTER
| Water Wash Paint Arrestor Pad 20”X48” |  |  | 20/CS | 275204820 |  | POLYESTER
| Prefilter Bag 24”X60" no Frame |  |  | 5/CS | 11AFP24605 |  | SEWN
| Prefilter Bag 24”X60” no Frame |  |  | 1 Each | 11AFP24601 |  | SEWN
Spraybake – Water Wash 2000
| Filtrair FF560GX Diffusion Filter 39”X292” |  |  | 3/Set | 2560392923 |  | CDM
| Prefilter Bag 30”X60” no Frame |  |  | 5/CS | 11AFP30605 |  | SEWN
| Prefilter Bag 30”X60” no Frame |  |  | 1/CS | 11AFP30601 |  | SEWN
| Water Wash Paint Arrestor Pad 48”X52” |  |  | 10/CS | 275485210 |  | POLYESTER
| Water Wash Paint Arrestor Pad 20”X48” |  |  | 20/CS | 275204820 |  | POLYESTER
Spray Booth America
| Filtrair FF560GX Diffusion Filter 40”X152” |  |  | 6/Set | 2560401526 |  | CDM
| Prefilter 20”X24”X20” 3 Ply Cube |  |  | 4/CS | 106252024204 |  | SEWN
| Prefilter 24”X24” 3 Ply Panel |  |  | 20/CS | 1625242420 |  | HEATSEAL
| 22 Gram Fiberglass Paint Arrestor Roll 25”X300’ |  |  | 1 Roll | 14AG25300 |  | FIBERGLASS
Sprayking
| Filtrair FF560GX Diffusion Filter 51”X51” |  |  | 5/Set | 256051515 |  | CDM
| Filtrair FF560GX Diffusion Filter 45”X48” |  |  | 6/Set | 256045486 |  | CDM
| Filtrair FF560GX Diffusion Filter 48”X96” |  |  | 6/Set | 256048966 |  | CDM
| 22 Gram Fiberglass Paint Arrestor Roll 36"X300' |  |  | 1 Roll | 14AG36300 |  | FIBERGLASS
Technocure
| Filtrair FF560GX Diffusion Filter 26"X118" (Semi DD) |  |  | 3/Set | 2560261183 |  | CDM
| Filtrair FF560GX Diffusion Filter 26"X118" (Full DD) |  |  | 11/Set | 25602611811 |  | CDM
| Accordion Paint Arrestor Filter 36"X30' |  |  | 1 Each | 1629359 |  | ACCESSORIES
Thermal Draft-Old Style
| Filtrair FF560GX Diffusion Filter 38”X92” |  |  | 9/Set | 256038929 |  | CDM
| Prefilter 27”X60”X1" Tacky Pad |  |  | 8/CS | 26527608 |  | POLYESTER
| Exhaust Filter 27”X60”X1" Tacky Pad |  |  | 8/CS | 26527608 |  | POLYESTER
| Filter Size |  | Case Pack |  | Part Number |  | Product Category | Back to Table of Contents
Thermal Draft-New Style
| Filtrair FF560GX Diffusion Filter 45”X59” |  | 12/Set |  | 2560455912 |  | CDM
| Prefilter 27”X60”X1" Tacky Pad |  | 8/CS |  | 26527608 |  | POLYESTER
| 22 Gram Fiberglass Paint Arrestor Roll 30"X300' |  | 1 Roll |  | 14AG30300 |  | FIBERGLASS
Thermomeccanica GL
| Filtrair FF560GX Diffusion Filter 30”X114” |  | 9/Set |  | 2560301149 |  | CDM
| Prefilter 18”X19 1/2”X15” 3 Ply Cube |  | 4/CS |  | 106251819154 |  | SEWN
| Exhaust Filter 20"X20"X2" Fiberglass Disposable |  | 12/CS |  | 10050 |  | MISC
| 22 Gram Fiberglass Paint Arrestor Roll 41”X300’ |  | 1 Roll |  | 14AG41300 |  | FIBERGLASS
Thermomeccanica GL
| Filtrair FF560GX Diffusion Filter 26"X129" |  | 10/Set |  | 25602612910 |  | CDM
| Prefilter Bag 22"X23 1/2"X15 5 Pkt w/Frame |  | 2/CS |  | 04F22231552 |  | SEWN
| Exhaust Filter 21"X22"X2" Dry Poly Pad |  | 20/CS |  | 268212220 |  | POLYESTER
| 22 Gram Fiberglass Paint Arrestor Roll 30"X300' |  | 1 Roll |  | 14AG30300 |  | FIBERGLASS
Unicure 3005
| Filtrair FF560GX Diffusion Filter 54"x65" |  | 12/Set |  | 2560546512 |  | CDM
| 15 Gram Fiberglass Paint Arrestor Pad 20"X20" |  | 50/CS |  | 14AGP202050 |  | FIBERGLASS
Unicure Eagle
| Filtrair FF560GX Diffusion Filter 46”X60” |  | 12/Set |  | 2560466012 |  | CDM
| Prefilter 20”X20”X2" Fiberglass Pad |  | 50/CS |  | 14AGP202050 |  | FIBERGLASS
| 22 Gram Fiberglass Paint Arrestor Roll 30"X300' |  | 1 Roll |  | 14AG30300 |  | FIBERGLASS
Unicure Eagle DS50
| Filtrair FF560GX Diffusion Filter 30”X117” |  | 6/Set |  | 2560301176 |  | CDM
| Filtrair FF560GX Diffusion Filter 48”X56” |  | 4/Set |  | 256048564 |  | CDM
| Prefilter 20”X72” 3 Ply Link |  | 6/CS |  | 162520726 |  | HEATSEAL
| Prefilter 25”X72” 3 Ply Link |  | 6/CS |  | 162525726 |  | HEATSEAL
| Prefilter 20”X40” 3 Ply Link |  | 10/CS |  | 1625204010 |  | HEATSEAL
| Prefilter 25”X40” 3 Ply Link |  | 10/CS |  | 1625254010 |  | HEATSEAL
| 15 Gram Fiberglass Paint Arrestor Pads 20"X20" |  | 50/CS |  | 14AGP202050 |  | FIBERGLASS
Unicure Models UE 2489DD-DDNP2480- UE24895DD-2710SDD-US 2489CD
| Ceiling Filter 20”X20” AFR-1 Panel |  | 36/CS |  | 01AFR202036 |  | HEATSEAL
| Ceiling Filter 20”X20” AFR-1 Panel |  | 24/CS |  | 01AFR202024 |  | HEATSEAL
| Ceiling Filter 20”X20” AFR-1 Panel |  | 16/CS |  | 01AFR202016 |  | HEATSEAL
| Prefilter 20”X20”X2” Fiberglass Disposable |  | 12/CS |  | 10050 |  | MISC
| 15 Gram Fiberglass Paint Arrestor Pads 20"X20" |  | 50/CS |  | 14AGP202050 |  | FIBERGLASS
USI Master - 7 Meter
| Filtrair FF560GX Diffusion Filter 74"x132" |  | 4/Set |  | 2560741324 |  | CDM
| Prefilter & Exhaust Bag 23 1/2"X46X9 8 Pkt 1.25" Hdr |  | 2/CS |  | 04FC2346982 |  | SEWN
| 22 Gram Fiberglass Paint Arrestor Roll 30"X300' |  | 1 Roll |  | 14AG30300 |  | FIBERGLASS
USI Master - 8 Meter
| Filtrair FF560GX Diffusion Filter 57"x132" |  | 6/Set |  | 2560571326 |  | CDM
| Prefilter & Exhaust Bag 23 1/2"X46X9 8 Pkt 1.25" Hdr |  | 2/CS |  | 04FC2346982 |  | SEWN
| 22 Gram Fiberglass Paint Arrestor Roll 30"X300' |  | 1 Roll |  | 14AG30300 |  | FIBERGLASS
| Filter Size |  | Case Pack |  | Part Number |  | Product Category | Back to Table of Contents
USI Eurotech and Italia - Miscellaneous Sizes
| Filtrair FF560GX Diffusion Filter 73”X128” |  | 4/Set |  | 2560731284 |  | CDM
| Filtrair FF560GX Diffusion Filter 40”X115” |  | 7/Set |  | 2560401157 |  | CDM
| Filtrair FF560GX Diffusion Filter 57”X128” |  | 6/Set |  | 2560571286 |  | CDM
| Exhaust Bag 22 5/8”X44 3/4”X12” 8 Pkt no Frame |  | 4/CS |  | 117523451284 |  | SEWN
| Prefilter Bag 18”X38”X12” 7 Pkt no Frame |  | 2/CS |  | 117518381272 |  | SEWN
| Exhaust Bag 22 5/8”X44 3/4”X12” 8 Pkt w/Hdr |  | 2/CS |  | 04F23451282 |  | SEWN
| Exhaust Bag 22”X40”X12” 8 Pkt w/Hdr |  | 2/CS |  | 04F22401282 |  | SEWN
| Prefilter Bag 18”X38”X12” 7 Pkt w/Hdr |  | 2/CS |  | 04F18381272 |  | SEWN
| Prefilter Bag 43”X39”X10” 7 Pkt no Frame |  | 2/CS |  | 117543391072 |  | SEWN
| Prefilter Bag 40”X52”X8” 8 Pkt no Frame |  | 2/CS |  | 11754052882 |  | SEWN
| Exhaust Bag 39”X43”X10” 7 Pkt no Frame |  | 2/CS |  | 117539431072 |  | SEWN
| Prefilter Bag 40”X52”X8” 8 Pkt w/Hdr |  | 2/CS |  | 04F4052882 |  | SEWN
| Exhaust Bag 39”X43”X10” 7 Pkt w/Hdr |  | 2/CS |  | 04F39431072 |  | SEWN
| 22 Gram Fiberglass Paint Arrestor Roll 30"X300' |  | 1 Roll |  | 14AG30300 |  | FIBERGLASS
Viking Booth
| Ceiling Filter 20”X20” Tacky Panel |  | 20/CS |  | 155202020 |  | 0155202020 HEATSEAL
Viking Downdraft
| Filtrair FF560GX Diffusion Filter 40”X100” |  | 2/Set |  | 2560401002 |  | CDM
| Prefilter 20”X20” 3 Ply Panel |  | 20/CS |  | 1625202020 |  | HEATSEAL
| 15 Gram Fiberglass Paint Arrestor Pad 20"X20" |  | 50/CS |  | 14AGP202050 |  | FIBERGLASS
Welbilt Model FB - 2000 New
| Filtrair FF560GX Diffusion Filter 37"x72" |  | 12/Set |  | 2560377212 |  | CDM
| Filtrair FF560GX Diffusion Filter 37"x72" - Ext. Booth |  | 16/Set |  | 2560377216 |  | CDM
| Exhaust Bag 15.75"X24.5"X11" 2 Pkt w/Hdr |  | 4/CS |  | 04F15241124 |  | SEWN
| Exhaust Bag 16"X24"X12" 2 Pkt w/Hdr |  | 4/CS |  | 04F16241224 |  | SEWN
| 22 Gram Fiberglass Paint Arrestor Roll 30"X300' |  | 1 Roll |  | 14AG30300 |  | FIBERGLASS
| 22 Gram Fiberglass Paint Arrestor Roll 41”X300’ |  | 1 Roll |  | 14AG41300 |  | FIBERGLASS
Welbilt Booth Model FB-9
| Filtrair FF560GX Diffusion Filter 26”X124” |  | 10/Set |  | 25602612410 |  | CDM
| 22 Gram Fiberglass Paint Arrestor Roll 41”X300’ |  | 1 Roll |  | 14AG41300 |  | FIBERGLASS
Welbilt Model 85
| Filtrair FF560GX Diffusion Filter 59”X62” |  | 10/Set |  | 2560596210 |  | CDM
| 22 Gram Fiberglass Paint Arrestor Roll 30"X300' |  | 1 Roll |  | 14AG30300 |  | FIBERGLASS
Welbilt Model 90
| Filtrair FF560GX Diffusion Filter 26”X144” |  | 10/Set |  | 25602614410 |  | CDM
| 22 Gram Fiberglass Paint Arrestor Roll 30"X300' |  | 1 Roll |  | 14AG30300 |  | FIBERGLASS
Welbilt Model SN
| Filtrair FF560GX Diffusion Filter 24”X135” |  | 11/Set |  | 25602413511 |  | CDM
| 22 Gram Fiberglass Paint Arrestor Roll 48"x300' |  | 1 Roll |  | 14AG48300 |  | FIBERGLASS
| Filter Size |  | Case Pack |  | Part Number |  | Product Category | Back to Table of Contents
Welbilt Model 2000 and 2001
| Filtrair FF560GX Diffusion Filter 35”X45” |  | 18/Set |  | 2560354518 |  | CDM
| Prefilter 35”X45”X1” Dry Poly Pad |  | 18/CS |  | 264354518 |  | POLYESTER
| Exhaust Bag 14”X46”X21” 2 Pkt w/Hdr |  | 3/CS |  | 04F14462123 |  | SEWN
| Exhaust Bag 14”X23”X21” 2 Pkt w/Hdr |  | 6/CS |  | 04F14232126 |  | SEWN
| 22 Gram Fiberglass Paint Arrestor Roll 30"X300' |  | 1 Roll |  | 14AG30300 |  | FIBERGLASS
Welbilt Semi Downdraft
| Filtrair FF560GX Diffusion Filter 35”X45” |  | 9/Set |  | 256035459 |  | CDM
| Prefilter 35”X45”X1” Dry Poly Pad |  | 9/CS |  | 26435459 |  | POLYESTER
| Exhaust Bag 14”X46”X21” 2 Pkt w/Hdr |  | 3/CS |  | 04F14462123 |  | SEWN
Zhongda 7 Meter
| Filtrair FF560GX Diffusion Filter 61”X91” |  | 6/Set |  | 256061916 |  | CDM
| Prefilter 33”X56”X1" Tacky Pad |  | 12/CS |  | 265335612 |  | POLYESTER
| Exhaust Filter 30”X35”X1" E75 Poly PA Pad |  | 16/CS |  | 02E75303516 |  | POLYESTER
| 22 Gram Fiberglass Paint Arrestor Roll 30"X300' |  | 1 Roll |  | 14AG30300 |  | FIBERGLASS
Zhongda 8 Meter
| Filtrair FF560GX Diffusion Filter 61”X107” |  | 6/Set |  | 2560611076 |  | CDM
| Prefilter 45”X60”X1" Tacky Pad |  | 12/CS |  | 265456012 |  | POLYESTER
| Prefilter Bag 22 5/8”X44 1/4”X10” 6 Pkt w/Hdr |  | 2/CS |  | 04F22441062 |  | SEWN
| Exhaust Filter 30”X42"X1" E75 Poly PA Pad |  | 16/CS |  | 02E75304216 |  | POLYESTER
| 22 Gram Fiberglass Paint Arrestor Roll 30"X300' |  | 1 Roll |  | 14AG30300 |  | FIBERGLASS
PREP-STATIONS AND AIR CLEANERS
| Filter Size |  | Case Pack |  | Part Number |  | Product Category | Back to Table of Contents
ABS Clean Air Work Station DDS-4
| Ceiling Filter 58”X58”X1" Tacky Pad |  | 3/CS |  | 26558583 |  | POLYESTER
| Ceiling Filter 58”X96”X1" Tacky Pad |  | 3/CS |  | 26558963 |  | POLYESTER
| Base Cabinet Prefilter 24”X24” 3 Ply Panel |  | 20/CS |  | 1625242420 |  | HEATSEAL
| Base Cabinet Cell Filter 20”X24”X12” |  | 1 Each |  | 14944 |  | ACCESSORIES
| Base Cabinet Cell Filter 24”X24”X12” |  | 1 Each |  | 14945 |  | ACCESSORIES
| 22 Gram Fiberglass Paint Arrestor Roll 21"X300' |  | 1 Roll |  | 14AG21300 |  | FIBERGLASS
ABS New Prep Station
| Ceiling Filter 17 1/2"X 55 1/2"X1" Tacky Pad |  | 9/CS |  | 026517D55D9 |  | POLYESTER
| Base Cabinet Cell Filter 24”X24”X12” (requires 4/chg) |  | 1 Each |  | 14945 |  | ACCESSORIES
| 22 Gram Fiberglass Paint Arrestor Roll 25”X300’ |  | 1 Roll |  | 14AG25300 |  | FIBERGLASS
AEN Clean Shop
| Filtrair FF560GX Diffusion Filter 58”X59” |  | 3/Set |  | 256058593 |  | CDM
| Prefilter Bag 22”X26”X42” 50% 8 Pkt w/Hdr & Loops |  | 3/CS |  | 04552226428L3 |  | SEWN
| Prefilter Bag 22”X30”X42” 50% 8 Pkt w/Hdr & Loops |  | 3/CS |  | 04552230428L3 |  | SEWN
| 22 Gram Fiberglass Paint Arrestor Roll 25”X300’ |  | 1 Roll |  | 14AG25300 |  | FIBERGLASS
AFC New Style
| Filtrair FF560GX Diffusion Filter 36 3/4”X54” |  | 8/Set |  | 256036548 |  | CDM
| Prefilter Bag 30”X36” No Frame |  | 6/CS |  | 11AFP30366 |  | SEWN
| 22 Gram Fiberglass Paint Arrestor Roll 21"X300' |  | 1 Roll |  | 14AG21300 |  | FIBERGLASS
AFC Old Style
| Ceiling Filter 20”X50” AFR-1 Single Frame |  | 24/CS |  | 01AFR2050S24 |  | HEATSEAL
| 22 Gram Fiberglass Paint Arrestor Roll 21"X300' |  | 1 Roll |  | 14AG21300 |  | FIBERGLASS
AFC PB-100
| Filtrair FF560GX Diffusion Filter 36 3/4”X54” |  | 2/Set |  | 256036542 |  | CDM
| Prefilter Bag 30”X36” no Frame |  | 6/CS |  | 11AFP30366 |  | SEWN
| 15 Gram Fiberglass Paint Arrestor Pad 20"X20" |  | 50/CS |  | 14AGP202050 |  | FIBERGLASS
Americure
| Pre-Intake Filter 12”X24”X2” Pleat |  | 12/CS |  | 21131 |  | ACCESSORIES
| Pre-Intake Filter 24”X24”X2” Pleat |  | 12/CS |  | 21146 |  | ACCESSORIES
| Secondary Intake Filter 12”X24”X2” Pleat |  | 12/CS |  | 21131 |  | ACCESSORIES
| Secondary Intake Filter 24”X24”X2” Pleat |  | 12/CS |  | 21146 |  | ACCESSORIES
Binks Prep Master
| Filtrair FF560GX Diffusion Filter 36”X72” |  | 6/Set |  | 256036726 |  | CDM
| Prefilter Bag 24”X24”X20” 5 Pkt 45% w/Hdr |  | 3/CS |  | 44524242053 |  | SEWN
| 22 Gram Fiberglass Paint Arrestor Roll 36"X300' |  | 1 Roll |  | 14AG36300 |  | FIBERGLASS
Binks Spray Master
| Filtrair FF560GX Diffusion Filter 36”X72” |  | 8/Set |  | 256036728 |  | CDM
| Prefilter Bag 20”X24”X20” 5 Pkt 45% w/Hdr |  | 4/CS |  | 44520242054 |  | SEWN
| Accordion Paint Arrestor Filter 36"X30' |  | 1 Each |  | 1629359 |  | ACCESSORIES
| 22 Gram Fiberglass Paint Arrestor Roll 36"X300' |  | 1 Roll |  | 14AG36300 |  | FIBERGLASS
| Filter Size |  | Case Pack |  | Part Number |  | Product Category | Back to Table of Contents
Blowtherm
| Filtrair FF560GX Diffusion Filter 61”X120” |  | 2/Set |  | 2560611202 |  | CDM
| Prefilter Bag 23 1/4”X47”X8” 10 Pkt w/Hdr |  | 2/CS |  | 04F2448102 |  | SEWN
| Metal Pleated Prefilter 23 1/4”X23 1/4”X2” |  | 4/CS |  | 15MP23B23B24 |  | ACCESSORIES
| Metal Pleated Prefilter 19 3/4”X36 3/4”X4” |  | 2/CS |  | 15MP193642 |  | ACCESSORIES
| 22 Gram Fiberglass Paint Arrestor Roll 30"X300' |  | 1 Roll |  | 14AG30300 |  | FIBERGLASS
Continental
| Ceiling Filter 50”X68”X1" Tacky Pad |  | 4/CS |  | 26550684 |  | POLYESTER
| Prefilter Bag 24”X20”X21” 5 Pkt 45% w/Hdr & Loops |  | 6/CS |  | 04452420215L6 |  | SEWN
| 22 Gram Fiberglass Paint Arrestor Roll 30"X300' |  | 1 Roll |  | 14AG30300 |  | FIBERGLASS
CWN DG-1 Diagonal Prep-Station
| Filtrair FF560GX Diffusion Filter 39 1/2”X120” |  | 1/Set |  | 2560391201 |  | CDM
| Exhaust Filter 39 1/2”X99”X1" Dry Poly Pad |  | 4/CS |  | 26439994 |  | POLYESTER
| 22 Gram Fiberglass Paint Arrestor Roll 41”X300’ |  | 1 Roll |  | 14AG41300 |  | FIBERGLASS
CWN-VK-4 Vertical Prep-Station
| Filtrair FF560GX Diffusion Filter 39 1/2”X174” |  | 2/Set |  | 2560391742 |  | CDM
| Prefilter Bags 24”X24”X20” 5 Pkt 45% w/Hdr |  | 4/CS |  | 44524242054 |  | SEWN
| Exhaust Filter 24”X120”X1" Dry Poly Pad |  | 4/CS |  | 264241204 |  | POLYESTER
| 22 Gram Fiberglass Paint Arrestor Roll 21"X300' |  | 1 Roll |  | 14AG21300 |  | FIBERGLASS
CWN VK-4 Vertical Prep-Station (After October 1993)
| Filtrair FF560GX Diffusion Filter 39 1/2”X174” |  | 2/Set |  | 2560391742 |  | CDM
| Prefilter Bags 24”X24”X20” 5 Pkt 45% w/Hdr |  | 4/CS |  | 44524202054 |  | SEWN
| Exhaust Filter 24”X20”X15” 2 Pkt Cube |  | 4/CS |  | 107524201524 |  | SEWN
| 22 Gram Fiberglass Paint Arrestor Roll 21"X300' |  | 1 Roll |  | 14AG21300 |  | FIBERGLASS
Devilbiss Pro Mix Paint Mixing Room
| Ceiling Filter 35”X35” AFR-1 Panel |  | 2/CS |  | 01AFR35352 |  | HEATSEAL
| Prefilter 20”X20”X2” Fiberglass Disposable |  | 12/CS |  | 10050 |  | MISC
Devilbiss Pro-Prep
| Ceiling Filter 20”X48” AFR-1 Single Frame |  | 12/CS |  | 01AFR2048S12 |  | HEATSEAL
| Prefilter Bag 24”X20”X36” 8 Pkt 50% w/Hdr & Loops |  | 4/CS |  | 324612 |  | ACCESSORIES
| 22 Gram FG Paint Arrestor Roll (Raised) 30”X300’ |  | 1 Roll |  | 14AG30300 |  | FIBERGLASS
| 22 Gram FG Paint Arrestor Roll (Pit) 41"X300’ |  | 1 Roll |  | 14AG41300 |  | FIBERGLASS
Duster 3000
| 23 1/2"X23 1/2"x3 1/8" Metal Washable Filter & Frame |  | 3/CS |  | 15IA23D23D3A3 |  | ACCESSORIES
| 24"x24"x2" Series MV8 Tacky Pre-Filter Pad |  | 30/CS |  | 267242430 |  | ACCESSORIES
| 24"x24"x2" Carbon Honeycomb Filter w/ Metal Frame |  | 3/CS |  | 17CBH50242423 |  | ACCESSORIES
| 24”X24”X20” 5 PKT w/Hdr |  | 4/CS |  | 44524242054 |  | SEWN
Garmat USA
| Filtrair FF560GX Diffusion Filter 37 1/2”X65” |  | 4/Set |  | 256037654 |  | CDM
| Prefilter Bag 24”X24”X20” 5 Pkt 45% w/Hdr |  | 3/CS |  | 44524242053 |  | SEWN
| Metal Prefilter 25 1/2”X37 1/2”X1 7/8” |  | 4/CS |  | 15MF253724 |  | ACCESSORIES
| 22 Gram Fiberglass Paint Arrestor Roll 41”X300’ |  | 1 Roll |  | 14AG41300 |  | FIBERGLASS
| Filter Size |  | Case Pack |  | Part Number |  | Product Category | Back to Table of Contents
IAF 820
| Filtrair FF560GX Diffusion Filter 38”X94” |  | 6/Set |  | 256038946 |  | CDM
| Prefilter Bag 24”X24”X20” 5 Pkt 45% w/Hdr |  | 3/CS |  | 44524242053 |  | SEWN
| Prefilter 24”X24” 3 Ply Panel (3 required per change) |  | 24/CS |  | 1625242424 |  | HEATSEAL
| Dry Poly Paint Arrestor Roll 25”X90’X1” |  | 1 Roll |  | 3642590 |  | POLYESTER
IAF DS 7500
| Filtrair FF560GX Diffusion Filter 34”X70” |  | 2/Set |  | 256034702 |  | CDM
| Prefilter Bag 24”X24”X20” 5 Pkt 45% w/Hdr |  | 3/CS |  | 44524242053 |  | SEWN
| Prefilter 24”X24” 3 Ply Panel (3 required per chg) |  | 24/CS |  | 1625242424 |  | HEATSEAL
| Dry Poly Paint Arrestor Pad 34”X58”X1" (3 req / chg) |  | 6/CS |  | 26434586 |  | POLYESTER
IAF Mobile Prep Station 515
| Filtrair FF560GX Diffusion Filter 28”X58” |  | 6/Set |  | 256028586 |  | CDM
| Filtrair FF560GX Diffusion Filter 34 1/2”X70 1/2” |  | 6/Set |  | 256034706 |  | CDM
| Base Cabinet Prefilter 24”X24” 3 Ply Panel |  | 20/CS |  | 1625242420 |  | HEATSEAL
| Prefilter Bag 24”X24”X20” 5 Pkt 45% w/Hdr |  | 3/CS |  | 44524242053 |  | SEWN
| Dry Poly Paint Arrestor Roll 25”X60’X2” |  | 1 Roll |  | 3682560 |  | POLYESTER
| Activated Carbon 4’X8’ |  | 20#BKT |  | 17CYP4X8 |  | MISC
JBI Prep-Station
| Ceiling Filter 20”X20” Tacky Panel |  | 30/CS |  | 155202030 |  | HEATSEAL
| Prefilter Bags 17 1/2”X32”X36” 5 Pkt | w/Hdr & Loops | 3/CS |  | 04F1832365L3 |  | SEWN
| 22 Gram Fiberglass Paint Arrestor Roll 25”X300’ |  | 1 Roll |  | 14AG25300 |  | FIBERGLASS
Nova Verta 3000 Prep
| Filtrair FF560GX Diffusion Filter 24”X96” |  | 20/Set |  | 2560249620 |  | CDM
Nova Verta 4000 Prep
| Filtrair FF560GX Diffusion Filter 24”X160” |  | 12/Set |  | 25602416012 |  | CDM
Nova Verts Single Prep
| Filtrair FF560GX Diffusion Filter 24”X96” |  | 10/Set |  | 2560249610 |  | CDM
Omia Power Prep
| Filtrair FF560GX Diffusion Filter 55”X110” |  | 2/Set |  | 2560551102 |  | CDM
| Filtrair FF560GX Diffusion Filter 55”X122” |  | 2/Set |  | 2560551222 |  | CDM
Saico Prep Station
| Prefilter 24”X48”X1” Tacky Poly Pad |  | 8/CS |  | 26524488 |  | POLYESTER
| 22 Gram Fiberglass Paint Arrestor Roll 25”X300’ |  | 1 Roll |  | 14AG25300 |  | FIBERGLASS
Saico Paint Mixing Room
| Filtrair FF560GX Diffusion Filter 33"X45 1/2" |  | 4/Set |  | 256033454 |  | CDM
| Filtrair FF560GX Diffusion Filter 33"X45 1/2" |  | 6/Set |  | 256033456 |  | CDM
| Prefilter 14"X60"x1" Tacky Poly Pad |  | 10/CS |  | 265146010 |  | POLYESTER
Saima Prep Station
| Filtrair FF560GX Diffusion Filter 45”X59” |  | 5/Set |  | 256045595 |  | CDM
| Metal Prefilter 18”X25”X1” |  | 8/CS |  | 15MF182518 |  | ACCESSORIES
| 22 Gram Fiberglass Paint Arrestor Roll 30"X300' |  | 1 Roll |  | 14AG30300 |  | FIBERGLASS
| Filter Size |  | Case Pack |  | Part Number |  | Product Category | Back to Table of Contents
Salma Prep Station - 4000
| Filtrair FF560GX Diffusion Filter 37”X45” |  | 4/Set |  | 256037454 |  | CDM
| Filtrair FF560GX Diffusion Filter 37”X45” |  | 6/Set |  | 256037456 |  | CDM
| Filtrair FF560GX Diffusion Filter 37”X45” |  | 12/Set |  | 2560374512 |  | CDM
| Prefilter Bag 17 3/4”X23 1/2”X20” 4 Pkt w/Hdr |  | 3/CS |  | 04F17232043 |  | SEWN
| Exhaust Cube 15”X24’X20” |  | 6/CS |  | 10751524206 |  | SEWN
| 22 Gram Fiberglass Paint Arrestor Roll 30"X300' |  | 1 Roll |  | 14AG30300 |  | FIBERGLASS
| Fiberglass Extractor Roll 45”X300’ |  | 1 Roll |  | 14AG45300 |  | FIBERGLASS
Sima Prep Station
| Filtrair FF560GX Diffusion Filter 37"x90" |  | 4/Set |  | 256037904 |  | CDM
| 22 Gram Fiberglass Paint Arrestor Roll 30"X300' |  | 1 Roll |  | 14AG30300 |  | FIBERGLASS
Spraybake Prep Station
| Filtrair FF560GX Diffusion Filter 37"x90" |  | 4/Set |  | 256037904 |  | CDM
| Fiberglass Extractor Roll 30"X300' |  | 1 Roll |  | 14AG30300 |  | FIBERGLASS
| 1st Stage Exhst. Filter 31 1/2"x42 1/2"X1" Dry Poly Pad |  | 8/CS |  | 26431428 |  | POLYESTER
| 2nd Stage Exhst. Filter 24"X36"X1" Dry Poly Pad |  | 8/CS |  | 26424368 |  | POLYESTER
Spraybake Double Prep Station
| Filtrair FF560GX Diffusion Filter 78 3/4"X246" |  | 2/Set |  | 2560792462 |  | CDM
| Prefilter 20"x72" 3 Ply Link |  | 6/CS |  | 162520726 |  | HEATSEAL
| 1st Stage Exhst. Filter 31 1/2"x42 1/2"X1" Dry Poly Pad |  | 8/CS |  | 26431428 |  | POLYESTER
| 2nd Stage Exhst. Filter 24"X36"X1" Dry Poly Pad |  | 8/CS |  | 26424368 |  | POLYESTER
Spraybake – New Prep Station
| Ceiling Filter 37”X70” AFR-1 2 Ply Pad |  | 3/CS |  | 02AFR37703 |  | CDM
| Ceiling Filter 25”X72” AFR-1 2 Ply Pad |  | 2/CS |  | 02AFR25722 |  | CDM
| Prefilter Bag 20”X24”X20” 5 Pkt 45% w/Hdr |  | 4/CS |  | 44520242054 |  | SEWN
| 22 Gram Fiberglass Paint Arrestor Roll 30"X300' |  | 1 Roll |  | 14AG30300 |  | FIBERGLASS
Spraybake – Regular Prep Station
| Filtrair FF560GX Diffusion Filter 78 3/4”X246” |  | 1/Set |  | 2560792461 |  | CDM
| Prefilter Bag 24”X24”X20” 5 Pkt 45% w/Hdr |  | 6/CS |  | 44524242056 |  | SEWN
| Prefilter 39”X48”X1" Tacky Poly Pad |  | 4/CS |  | 26539484 |  | POLYESTER
Spraybooth America Prep
| Filtrair FF560GX Diffusion Filter 38”X94” |  | 6/Set |  | 256038946 |  | CDM
| Prefilter 24”X24”X20” 3 Ply Cube |  | 4/CS |  | 106252424204 |  | SEWN
| Prefilter 24”X24”X4” Pleat |  | 6/CS |  | 10400 |  | ACCESSORIES
| 22 Gram Fiberglass Paint Arrestor Roll 25”X300’ |  | 1 Roll |  | 14AG25300 |  | FIBERGLASS
Spray System Prep Station
| Ceiling Filter 20”X50” AFR-1 Single Frame |  | 18/CS |  | 01AFR2050S18 |  | HEATSEAL
| Prefilter Bag 24”X24”X20” 5 Pkt 45% w/Hdr |  | 4/CS |  | 44524242054 |  | SEWN
| Prefilter 20”X40” 3 Ply Link |  | 12/CS |  | 1625204012 |  | HEATSEAL
| 22 Gram Fiberglass Paint Arrestor Roll 30"X300' |  | 1 Roll |  | 14AG30300 |  | FIBERGLASS
| Filter Size |  | Case Pack |  | Part Number |  | Product Category | Back to Table of Contents
USI Prep Station - With Lights
| Filtrair FF560GX Diffusion Filter 63 1/2”X83” |  | 4/Set |  | 256063834 |  | CDM
| Prefilter Bag 24 3/8"X38 7/8"X12" 8 Pkt 1.25" Hdr |  | 2/CS |  | 04FC24381282 |  | SEWN
| 22 Gram Fiberglass Paint Arrestor Roll 30"X300' |  | 1 Roll |  | 14AG30300 |  | FIBERGLASS
USI Prep Station – Without Lights
| Filtrair FF560GX Diffusion Filter 56 1/2”X83” |  | 3/Set |  | 256056833 |  | CDM
| Prefilter Bag 24 3/8"X38 7/8"X12" 8 Pkt 1.25" Hdr |  | 2/CS |  | 04FC24381282 |  | SEWN
| 22 Gram Fiberglass Paint Arrestor Roll 30"X300' |  | 1 Roll |  | 14AG30300 |  | FIBERGLASS
Welbilt
| Filtrair FF560GX Diffusion Filter 23”X78” |  | 8/Set |  | 256023788 |  | CDM
| 22 Gram Fiberglass Paint Arrestor Roll 48”X300’ |  | 1 Roll |  | 14AG48300 |  | FIBERGLASS
| 22 Gram Fiberglass Paint Arrestor Roll 41”X300’ |  | 1 Roll |  | 14AG41300 |  | FIBERGLASS
Airo Max Air Cleaner
| Hog Hair Prefilter 24”X24”X1” |  | 12/CS |  | 02HH2424112 |  | MISC
| Bag Filter Model-121 21 1/2”X25 1/2”X21” 10 Pkt 50% |  | 2/CS |  | 750222521102 |  | ACCESSORIES
| Bag Filter Model-251 22 1/2”X24 1/2”X21” 10 Pkt 50% |  | 2/CS |  | 750222421102 |  | ACCESSORIES
Automotive Products by Booth OEM/Model
Part Number Identification Key

## Expanded Paper
Prices subject to change without notice
finishing-inquiry@filtrationgroup.com
Phone: 800-537-5454 |  |  | MULTIPLIER |  |  |  |  | finishingorders@filtrationgroup.com
Fax: 262-657-2210 |  |  | 1
| Series 3000 - 6 Layers Paper | [9 empty] | Back to Table of Contents
Shipping Weight
| Description | Nominal Size | Part # | List Price | Case Qty | Multiplier |  |  |  | Net Price
| Series 3000 | 20"x20" | 3032 | 117.315 | 60 | 1 |  |  |  | 117.315
|  | 20"x25" | 3031 | 134.7071 | 60 | 1 |  |  |  | 134.7071
|  | 45"x30' | 3066 | 33.8565 | 1 | 1 |  |  |  | 33.8565
|  | 45"x40' | 3039 | 66.6883 | 2 | 1 |  |  |  | 66.6883
Series 3200 - 5 Layers Paper w/ Poly Backer
Shipping Weight
| Description | Nominal Size | Part # | List Price | Case Qty | Multiplier |  |  |  | Net Price
| Series 3200 | 20"x20" | 3232 | 121.2375 | 60 | 1 |  |  |  | 121.2375
|  | 20"x25" | 3231 | 152.7289 | 60 | 1 |  |  |  | 152.7289
|  | 45"x8' | 3253 | 108.24 | 4/BAG | 1 |  |  |  | 108.24
|  | 45"x30' | 3266 | 60.071 | 1 | 1 |  |  |  | 60.071
| Series 3300 - 5 Layers Paper w/ Hi-Efficiency Poly Backer | [9 empty] | Back to Table of Contents
Shipping Weight
| Description | Nominal Size | Part # | List Price | Case Qty | Multiplier |  |  |  | Net Price
| Series 3300 | 45"x6' | 3351 | 69.9567 | 5/BAG | 1 |  |  |  | 69.9567
|  | 45"x8' | 3353 | 65.7707 | 4/BAG | 1 |  |  |  | 65.7707
|  | 45"x30' | 3366 | 85.1059 | 1/BAG | 1 |  |  |  | 85.1059
Contact Customer Care at 800-537-5454 for additional sizes and information.
Expanded Paper Pads & Rolls

## Paint Pockets
Prices subject to change without notice
Phone: 800-537-5454 |  |  | Multiplier |  |  |  |  | finishing-inquiry@filtrationgroup.com
Fax: 262-657-2210 |  |  | 1 |  |  |  |  | finishingorders@filtrationgroup.com
| Green Paint Pockets | [9 empty] | Back to Table of Contents
[7 empty] | Sq-Ft/ Roll |  | Shipping Weight
| Description | Nominal Size | Part # | List Price | Case Qty | Multiplier |  |  |  | Net Price
| Green Paint Pockets Rolls | 24"x60' | PPG-024-060-001 | 141.8918 | 1 | 1 | 120 |  | 15 | 141.8918
|  | 30"x60' | PPG-030-060-001 | 198.849 | 1 | 1 | 150 |  | 15 | 198.849
|  | 36"x60' | PPG-036-060-001 | 238.6125 | 1 | 1 | 180 |  | 15 | 238.6125
|  | 40"x60' | PPG-040-060-001 | 274.75 | 1 | 1 | 200 |  | 21 | 274.75
|  | 48"x60' | PPG-048-060-001 | 318.15 | 1 | 1 | 240 |  | 21 | 318.15
|  | 60"x60' | PPG-060-060-001 | 397.6875 | 1 | 1 | 300 |  | 25 | 397.6875
| Description | Nominal Size | Part # | List Price | Case Qty | Multiplier |  |  |  | Net Price
| Green Paint Pocket Pads | 20"x20" | PPG-020-020-040 | 152.4495 | 40 | 1 | 111 |  | 12 | 152.4495
|  | 20"x25" | PPG-020-025-040 | 190.5855 | 40 | 1 | 139 |  | 15 | 190.5855
| White Paint Pockets | [9 empty] | Back to Table of Contents
[7 empty] | Sq-Ft/ Roll |  | Shipping Weight
| Description | Nominal Size | Part # | List Price | Case Qty | Multiplier |  |  |  | Net Price
| White Paint Pockets Rolls | 20"x50' | PP-020-050-001 | 152.91 | 1 | 1 | 84 |  | 10 | 152.91
|  | 24"x50' | PP-024-050-001 | 174.615 | 1 | 1 | 100 |  | 10 | 174.615
|  | 30"x50' | PP-030-050-001 | 218.2845 | 1 | 1 | 125 |  | 12 | 218.2845
|  | 36"x50' | PP-036-050-001 | 261.933 | 1 | 1 | 150 |  | 15 | 261.933
|  | 40"x50' | PP-040-050-001 | 291.0285 | 1 | 1 | 167 |  | 17 | 291.0285
|  | 45"x50' | PP-045-050-001 | 327.432 | 1 | 1 | 188 |  | 17 | 327.432
|  | 48"x50' | PP-048-050-001 | 349.2405 | 1 | 1 | 200 |  | 19 | 349.2405
|  | 60"x50' | PP-060-050-001 | 436.548 | 1 | 1 | 250 |  | 24 | 436.548
[7 empty] | Sq-Ft/ Roll |  | Shipping Wt./Roll
| Description | Nominal Size | Part # | List Price | Case Qty | Multiplier |  |  |  | Net Price
| White Paint Pocket Pads | 20"x20" | PPW-020-020-030 | 145.5195 | 30 | 1 | 83 |  | 12 | 145.5195
|  | 20"x25" | PPW-020-025-030 | 181.9125 | 30 | 1 | 104 |  | 14 | 181.9125
Paint Pockets Rolls & Pads (Green & White)

## Floor Covering
Prices subject to change without notice
Phone: 800-537-5454 |  |  | Multiplier |  |  |  | finishing-inquiry@filtrationgroup.com
Fax: 262-657-2210 |  |  | 1 |  |  |  | finishingorders@filtrationgroup.com
70# | [9 empty] | Back to Table of Contents
Shipping Wt./Roll
| Description | Nominal Size | Part # | List Price | Case Qty | Multiplier |  |  | Net Price
| 70# White Flame Retardant | 36"x300' | 36NTFRP3 | 105.2248 | 1 | 1 |  | 22 | 105.2248
|  | 36"x500' | 36NTFRP | 177.675 | 1 | 1 |  | 22 | 177.675
|  | 42"x300' | 42NTFRP3 | 124.5373 | 1 | 1 |  | 26 | 124.5373
|  | 42"x500' | 42NTFRP | 207.5622 | 1 | 1 |  | 26 | 207.5622
|  | 60"x300' | 60NTFRP3 | 183.0619 | 1 | 1 |  | 36 | 183.0619
|  | 60"x500' | 60NTFRP | 305.1032 | 1 | 1 |  | 36 | 305.1032
|  | 72"x300' | 72NTFRP3 | 209.0076 | 1 | 1 |  | 42 | 209.0076
|  | 72"x500' | 72NTFRP | 348.346 | 1 | 1 |  | 42 | 348.346
80#
Shipping Wt./Roll
| Description | Nominal Size | Part # | List Price | Case Qty | Multiplier |  |  | Net Price
| 80# White Flame Retardant | 36"x300' | 3680FRP | 166.8962 | 1 | 1 |  | 24 | 166.8962
|  | 42"x300' | 4280FRP | 194.8186 | 1 | 1 |  | 27 | 194.8186
|  | 60"x300' | 6080FRP | 214.4357 | 1 | 1 |  | 40 | 214.4357
|  | 72"x300' | 7280FRP | 333.9675 | 1 | 1 |  | 42 | 333.9675
|  | 84"x300' | 8480FRP | 389.34 | 1 | 1 |  | 44 | 389.34
100# | [9 empty] | Back to Table of Contents
Shipping Wt./Roll
| Description | Nominal Size | Part # | List Price | Case Qty | Multiplier |  |  | Net Price
| 100# White Flame Retardant | 36"x300' | 36SKFRP | 188.2531 | 1 | 1 |  | 32 | 188.2531
|  | 42"x300' | 42SKFRP | 238.8673 | 1 | 1 |  | 38 | 238.8673
|  | 60"x300' | 60SKFRP | 302.7067 | 1 | 1 |  | 51 | 302.7067
|  | 72"x300' | 72SKFRP | 363.2501 | 1 | 1 |  | 63 | 363.2501
|  | 84"x300' | 84SKFRP | 423.7935 | 1 | 1 |  | 75 | 423.7935
High Strength
Shipping Wt./Roll
| Description | Nominal Size | Part # | List Price | Case Qty | Multiplier |  |  | Net Price
| High Strength White Flame Retardant | 36"x300' | 36HSFRP | 319.8459 | 1 | 1 |  | 16 | 319.8459
|  | 48"x300' | 48HSFRP | 420.2503 | 1 | 1 |  | 21 | 420.2503
|  | 60"x300' | 60HSFRP | 505.9978 | 1 | 1 |  | 26 | 505.9978
|  | 72"x300' | 72HSFRP | 592.0337 | 1 | 1 |  | 37 | 592.0337
Blue Diamond - 10 MIL | [9 empty] | Back to Table of Contents
Shipping Wt./Roll
| Description | Nominal Size | Part # | List Price | Case Qty | Multiplier |  |  | Net Price
| Blue Diamond - 10 MIL | 36"x100' | 20RBD36100B | 399.0529 | 1 | 1 |  | 15 | 399.0529
|  | 36"x393' | 20RBD36393B | 1197.1587 | 1 | 1 |  | 60 | 1197.1587
|  | 72"x393' | 20RBD72393B | 2370.5862 | 1 | 1 |  | 120 | 2370.5862
Blue Diamond - 25 MIL
Shipping Wt./Roll
| Description | Nominal Size | Part # | List Price | Case Qty | Multiplier |  |  | Net Price
| Blue Diamond - 25 MIL | 36"x180' | 20RBD36180B | 1474.6564 | 1 | 1 |  | 20 | 1474.6564
|  | 72"x180' | 20RBD72180B | 1708.461 | 1 | 1 |  | 120 | 1708.461
Blue Diamond - 40 MIL
Shipping Wt./Roll
| Description | Nominal Size | Part # | List Price | Case Qty | Multiplier |  |  | Net Price
Back to Table of Contents
| Blue Diamond - 40 MIL | 36"x120' | 20RBD36120B | 1538.7718 | 1 | 1 |  | 20 | 1538.7718
|  | 72"x120' | 20RBD72120B | 2636.388 | 1 | 1 |  | 120 | 2636.388
FLOOR COVERINGS

## Booth Coating
Prices subject to change without notice
finishing-inquiry@filtrationgroup.com
Phone: 800-537-5454 |  |  |  | Multiplier |  |  |  |  | finishingorders@filtrationgroup.com
Fax: 262-657-2210 |  |  |  | 1
| Economy Water Based (E030) | [10 empty] | Back to Table of Contents
Shipping Weight
| Description | Size | Color | Part # | List Price (per gal) | Case Qty | Multiplier |  |  |  | Net Price (per gal)
| Endura-Peel White | 5 gallon | White | 05EPW030 | 51.0624 | 5 | 1 |  |  | 50 | 51.0624
|  | 55 gallon | White | 55EPW030 | 51.0624 | 55 | 1 |  |  |  | 51.0624
| Endura-Peel Clear | 5 gallon | Clear | 05EPC030 | 55.3176 | 5 | 1 |  |  | 50 | 55.3176
|  | 55 gallon | Clear | 55EPC030 | 55.3176 | 55 | 1 |  |  |  | 55.3176
Premium Water Based (BS030)
Shipping Weight
| Description | Size | Color | Part # | List Price (per gal) | Case Qty | Multiplier |  |  |  | Net Price (per gal)
| Endura-Peel White Hi-Temp | 5 gallon | White | 05EPHT030 | 71.55 | 5 | 1 |  |  | 50 | 71.55
|  | 55 gallon | White | 55EPHT030 | 71.55 | 55 | 1 |  |  |  | 71.55
| Chemguard Booth Film | [10 empty] | Back to Table of Contents
Shipping Weight
| Description | Size | Color | Part # | List Price | Case Qty | Multiplier |  |  |  | Net Price
| Clear Masking Film | 12"x100' | Clear | 1210024 | 76.16 | 1 | 1 |  |  | 49 | 76.16
|  | 18"x100' | Clear | 1810024 | 107.05 | 1 | 1 |  |  | 49 | 107.05
Booth Coating

## Cartridge Filters
Prices subject to change without notice
Phone: 800-537-5454 |  |  |  |  | Multiplier |  | finishing-inquiry@filtrationgroup.com
Fax: 262-657-2210 |  |  |  |  | 1 |  | finishingorders@filtrationgroup.com
| 80/20 Cellulose/Paper Blend | [7 empty] | Back to Table of Contents
| Description | Dimensions (ODxH) | End Caps | Sq. Ft. Media | Part # | List Price | Multiplier | Net Price
| PP = 80/20 Cellulose/Polyester Blend | 13.875"x23" | Open/Open | 226 | PP23OO138226 | 104.995 | 1 | 104.995
|  | 12.75"x26" | Open/Open | 226 | PP26OO127226 | 88.511 | 1 | 88.511
|  | 12.75"x26" | Open/Open (Double Gasket) | 226 | PP26OO127226D | 98.833 | 1 | 98.833
|  | 12.75"x26" | Open/Closed | 226 | PP26OC127226 | 92.709 | 1 | 92.709
|  | 12.75"x26" | Open/Closed Bolt Hole | 226 | PP26BH127226 | 99.45 | 1 | 99.45
|  | 12.75"x26" | Flange Mount | 226 | PP26FM127226 | 114.349 | 1 | 114.349
|  | 13.875"x26" | Open/Open | 226 | PP26OO138226 | 114.349 | 1 | 114.349
|  | 13.875"x26" | Open/Open | 254 | PP26OO138254 | 110.5 | 1 | 110.5
|  | 13.875"x26" | Open/Closed | 254 | PP26OC138254 | 116.025 | 1 | 116.025
|  | 13.875"x26" | Open/Closed Bolt Hole | 254 | PP26BH138254 | 116.025 | 1 | 116.025
|  | 12.75"x52" | Open/Closed | 452 | PP52OC127452 | 205.344 | 1 | 205.344
|  | 12.75"x52" | Open/Closed Bolt Hole | 452 | PP52BH127452 | 195 | 1 | 195
| Flame Retardant 80/20 Cellulose/Polyester Blend | [7 empty] | Back to Table of Contents
| Description | Nominal Size |  |  | Part # | List Price | Multiplier | Net Price
DF = Flame Retardant 80/20 Cellulose/Polyester Blend
|  | 12.75"x26" | Open/Closed Bolt Hole | 226 | DF26BH127226 | 197.549 | 1 | 197.549
|  | 13.865"x26" | Open/Closed Bolt Hole | 254 | DF26BH138254 | 222.0241 | 1 | 222.0241
|  | 12.75"x26" | Open/Closed | 226 | DF26OC127226 | 198.636 | 1 | 198.636
|  | 13.865"x26" | Open/Closed | 254 | DF26OC138254 | 259.7966 | 1 | 259.7966
|  | 12.75"x26" | Open/Open | 226 | DF26OO127226 | 134.3127 | 1 | 134.3127
|  | 13.865"x26" | Open/Open | 254 | DF26OO138254 | 162.747 | 1 | 162.747
|  | 12.75"x36" | Open/Closed Bolt Hole | 315 | DF36BH127315 | 307.3889 | 1 | 307.3889
|  | 12.75"x36" | Open/Closed | 315 | DF36OC127315 | 307.3889 | 1 | 307.3889
| Nanofiber | [7 empty] | Back to Table of Contents
| Description | Nominal Size |  |  | Part # | List Price | Multiplier | Net Price
| NP = Nanofiber | 12.75"x26" | Open/Open | 226 | NP26OO127226 | 133.8824 | 1 | 133.8824
|  | 12.75"x26" | Open/Open (Double Gasket) | 226 | NP26OO127226D | 138.1344 | 1 | 138.1344
|  | 12.75"x26" | Open/Closed | 226 | NP26OC127226 | 137.9167 | 1 | 137.9167
|  | 12.75"x26" | Open/Closed Bolt Hole | 226 | NP26BH127226 | 133.1908 | 1 | 133.1908
|  | 13.875"x26" | Open/Open | 254 | NP26OO138254 | 138.8617 | 1 | 138.8617
|  | 13.875"x26" | Open/Closed | 254 | NP26OC138254 | 162.4682 | 1 | 162.4682
|  | 13.875"x26" | Open/Closed Bolt Hole | 254 | NP26BH138254 | 136.6351 | 1 | 136.6351
|  | 14.4"x26" | Open/Open | 125 | NP26OO144125B | 165.75 | 1 | 165.75
|  | 14.4"x26" | Open/Open | 190 | NP26OO144190 | 164.9125 | 1 | 164.9125
|  | 13.8"x36" | Open/Closed Bolt Hole | 300 | NP36BH138300 | 182.6875 | 1 | 182.6875
|  | 12.75"x52" | Open/Closed | 452 | NP52OC127452 | 316.4 | 1 | 316.4
|  | 12.75"x52" | Open/Closed (Outer Bands) | 452 | NP52OC127452-B | 316.3995 | 1 | 316.3995
| Flame Retardant Nanofiber | [7 empty] | Back to Table of Contents
| Description | Nominal Size |  |  | Part # | List Price | Multiplier | Net Price
| NF = Flame Retardant Nanofiber | 13.8"x26" | Open/Open | 254 | NF26OO138254 | 145.9167 | 1 | 145.9167
|  | 14.4"x26" | Open/Open | 190 | NF26OO144190 | 200.3144 | 1 | 200.3144
|  | 12.75"x26" | Open/Closed Bolt Hole | 226 | NF26BH127226 | 187.7196 | 1 | 187.7196
|  | 15.07"x28" | Open/Open | 292 | NF28OO150292 | 206.7106 | 1 | 206.7106
|  | 15.07x39" | Farr Flange | 350 | NF39FG150350 | 301.8298 | 1 | 301.8298
| 100% Spunbond Polyester | [7 empty] | Back to Table of Contents
| Description | Nominal Size |  |  | Part # | List Price | Multiplier | Net Price
| PC/KC = 100% Spunbond Polyester | 16"x18" | Open/Closed Bolt Hole | 105 | PC18BH160105 | 232.2483 | 1 | 232.2483
|  | 12.75"x26" | Open/Open | 72 | KC26OO127072 | 134.8006 | 1 | 134.8006
|  | 12.75"x26" | Open/Closed | 72 | KC26OC127072 | 142.3631 | 1 | 142.3631
|  | 13.8"x26" | Open/Open | 78 | KC26OO138078 | 173.8496 | 1 | 173.8496
|  | 13.8"x26" | Open/Closed Bolt Hole | 72 | KC26BH138078 | 149.8048 | 1 | 149.8048
|  | 12.75"x26" | Tri-Bolt | 72 | KC26TB127072 | 150.9317 | 1 | 150.9317
|  | 12.75"x36" | Open/Open | 100 | KC36OO127100 | 174.0753 | 1 | 174.0753
|  | 12.75"x36" | Open/Closed w/ Nut | 100 | KC36CN127100 | 191.3633 | 1 | 191.3633
|  | 12.75"x48" | Open/Closed Bolt Hole | 133 | KC48BH127133 | 263.1198 | 1 | 263.1198
|  | 12.75"x52" | Open/Closed Bolt Hole | 144 | KC52BH127144 | 279.6689 | 1 | 279.6689
| PTFE Membrane on 100% Spunbond Polyester | [7 empty] | Back to Table of Contents
| Description | Nominal Size |  |  | Part # | List Price | Multiplier | Net Price
| PY = PTFE Membrane Laminated on 100% Spunbond Polyester | 4.06"x10" | Open/Closed Bolt Hole | 4.7 | PY10BH040005 | 65.6611 | 1 | 65.6611
|  | 6"x20" | Open/Closed Bolt Hole | 16.7 | PY20BH060017 | 116.7333 | 1 | 116.7333
|  | 9.06"x20" | Open/Closed Bolt Hole | 42 | PY20BH090042 | 193.2097 | 1 | 193.2097
Cartridge Filters / Dust Collectors

## Accessories
Prices subject to change without notice
finishing-inquiry@filtrationgroup.com
Phone: 800-537-5454 |  |  | Multiplier |  |  |  |  | finishingorders@filtrationgroup.com
Fax: 262-657-2210 |  |  | 1
Holding Frames (15FF) | [10 empty] | Back to Table of Contents
Shipping Weight
Description | Size |  | Part # | List Price | Case Qty | Multiplier |  |  |  | Net Price
Metal Holding Frames | 20"x20"x2" |  | 15FF20202 | 18.6735 |  | 1 |  |  |  | 18.6735
| 20"x25"x2" |  | 15FF20252 | 19.4068 |  | 1 |  |  |  | 19.4068
| 24"x24"x2" |  | 15FF24242 | 20.402 |  | 1 |  |  |  | 20.402
Retaining Grids (16GR)
Shipping Weight
Description | Size |  | Part # | List Price | Case Qty | Multiplier |  |  |  | Net Price
Retaining Grids | 20"x20" |  | 16GR2020 | 11.4588 |  | 1 |  |  |  | 11.4588
| 20"x25" |  | 16GR2025 | 12.9384 |  | 1 |  |  |  | 12.9384
| 24"x24" |  | 16GR2424 | 24.9048 |  | 1 |  |  |  | 24.9048
Quick Lock Track | [10 empty] | Back to Table of Contents
Shipping Weight
Description | Size |  | Part # | List Price | Case Qty | Multiplier |  |  |  | Net Price
Quick Lock Track | 5' |  | 17QLOCK | 18.6735 | 60 | 1 |  |  |  | 18.6735
Filter Blanket Installation Tool
Shipping Weight
Description | Size |  | Part # | List Price | Case Qty | Multiplier |  |  |  | Net Price
Zip Tool |  |  | 20ZIPTOOL | 69.355 | 60 | 1 |  |  |  | 69.355
Metal Prefilters (15MF)
Shipping Weight
Description | Size |  | Part # | List Price | Case Qty | Multiplier |  |  |  | Net Price
Metal Washable Prefilters | 16"x20"x2" |  | 15MF16202 | 21.4554 | 1 | 1 |  |  |  | 21.4554
| 16"x25"x2" |  | 15MF16252 | 30.6696 | 1 | 1 |  |  |  | 30.6696
| 18.75"x46"x7/8" |  | 15MF18461 | 101.8548 | 1 | 1 |  |  |  | 101.8548
| 18.75"x46"x7/8" |  | 15MF184613 | 309.8084 | 3 | 1 |  |  |  | 309.8084
| 20"x20"x1" |  | 15MF20201 | 19.9044 | 1 | 1 |  |  |  | 19.9044
| 20"x20"x2" |  | 15MF20202 | 23.5797 | 1 | 1 |  |  |  | 23.5797
| 20"x25"x1" |  | 15MF20251 | 22.969 | 1 | 1 |  |  |  | 22.969
| 20"x25"x2" |  | 15MF20252 | 27.3685 | 1 | 1 |  |  |  | 27.3685
| 23.5"x44"x2" |  | 15MF234423 | 430.6392 | 3 | 1 |  |  |  | 430.6392
| 24"x24"x1" |  | 15MF24241 | 29.5102 | 1 | 1 |  |  |  | 29.5102
| 24"x24"x2" |  | 15MF24242 | 34.597 | 1 | 1 |  |  |  | 34.597
| 25.5"x37.5"x2" |  | 15MF253724 | 567.5494 | 4 | 1 |  |  |  | 567.5494
Accordion Filters | [10 empty] | Back to Table of Contents
Shipping Weight
Description | Size | Efficiency | Part # | List Price | Case Qty | Multiplier |  |  |  | Net Price
Accordion Filters | 36"x30' | Standard | 1629359 | 90.27 | 1 | 1 |  |  |  | 90.27
| 36"x30' | High | 16292351 | 156.77 | 1 | 1 |  |  |  | 156.77
Accessories

## LIST PRICE (hidden)
ITEM # | PRICE BOOK | Comparator | COMP / BOOK | QAD | 2021 QAD
01611020 | 3.2222 |  |  |  | 3.2222
01611212 | 2.32 |  |  |  | 2.32
01611216 | 3.0933 |  |  |  | 3.0933
01611220 | 3.8667 |  |  |  | 3.8667
01611224 | 4.64 |  |  |  | 4.64
01611225 | 4.8333 |  |  |  | 4.8333
01611416 | 3.6089 |  |  |  | 3.6089
01611420 | 4.5111 |  |  |  | 4.5111
01611425 | 5.6389 |  |  |  | 5.6389
01611430 | 6.7667 |  |  |  | 6.7667
01611520 | 4.8333 |  |  |  | 4.8333
01611525 | 6.0417 |  |  |  | 6.0417
01611530 | 7.25 |  |  |  | 7.25
01611616 | 3.6444 |  |  |  | 3.6444
01611618 | 4.1 |  |  |  | 4.1
01611620 | 5.05 |  |  | 5.05 | 5.05
01611622 | 5.0111 |  |  |  | 5.0111
01611624 | 5.4667 |  |  |  | 5.4667
01611625 | 5.6944 |  |  |  | 5.6944
01611630 | 6.8333 |  |  |  | 6.8333
01611820 | 5.125 |  |  |  | 5.125
01611822 | 5.6375 |  |  |  | 5.6375
01611824 | 6.15 |  |  |  | 6.15
01611825 | 6.4062 |  |  |  | 6.4062
01612020 | 5.6814 | 5.6814 | 0% | 5.57 | 5.6814
01612022 | 6.2639 |  |  |  | 6.2639
01612024 | 6.37 |  |  | 6.37 | 6.37
01612025 | 7.1181 |  |  |  | 7.1181
01612030 | 8.5417 |  |  |  | 8.5417
01612422 | 7.5167 |  |  |  | 7.5167
01612424 | 8.2 |  |  |  | 8.2
01612430 | 10.25 |  |  |  | 10.25
01612522 | 7.8299 |  |  |  | 7.8299
01612524 | 8.5417 |  |  |  | 8.5417
01612525 | 8.8976 |  |  | 0 | 8.8976
01611015L2 | 4.8333 |  |  |  | 4.8333
01611016L2 | 5.1556 |  |  |  | 5.1556
01611018L2 | 5.8 |  |  |  | 5.8
01611020L2 | 6.4444 |  |  |  | 6.4444
01611022L2 | 7.0889 |  |  |  | 7.0889
01611024L2 | 7.7333 |  |  |  | 7.7333
01611025L2 | 8.0556 |  |  |  | 8.0556
01611018L3 | 8.7 |  |  |  | 8.7
01611020L3 | 9.6667 |  |  |  | 9.6667
01611022L3 | 10.6333 |  |  |  | 10.6333
01611024L3 | 11.6 |  |  |  | 11.6
01611025L3 | 12.0833 |  |  |  | 12.0833
01611020L4 | 12.8889 |  |  |  | 12.8889
01611022L4 | 14.1778 |  |  |  | 14.1778
01611024L4 | 15.4667 |  |  |  | 15.4667
01611025L4 | 16.1111 |  |  |  | 16.1111
01611020L5 | 16.1111 |  |  |  | 16.1111
01611022L5 | 17.7222 |  |  |  | 17.7222
01611024L5 | 19.3333 |  |  |  | 19.3333
01611025L5 | 20.1389 |  |  |  | 20.1389
01611022L6 | 21.2667 |  |  |  | 21.2667
01611024L6 | 23.2 |  |  |  | 23.2
01611025L6 | 24.1667 |  |  |  | 24.1667
01611020L8 | 25.7778 |  |  |  | 25.7778
01611024L7 | 27.0667 |  |  |  | 27.0667
01611025L7 | 28.1944 |  |  |  | 28.1944
01611022L8 | 28.3556 |  |  |  | 28.3556
01611015L24 | 58 |  |  |  | 58
01611016L24 | 61.8667 |  |  |  | 61.8667
01611018L24 | 69.6 |  |  |  | 69.6
01611020L24 | 77.3333 |  |  |  | 77.3333
01611022L24 | 85.0667 |  |  |  | 85.0667
01611024L24 | 92.8 |  |  |  | 92.8
01611025L24 | 96.6667 |  |  |  | 96.6667
01611215L2 | 5.8 |  |  |  | 5.8
01611216L2 | 6.1867 |  |  |  | 6.1867
01611218L2 | 6.96 |  |  |  | 6.96
01611220L2 | 7.7333 |  |  |  | 7.7333
01611222L2 | 8.5067 |  |  |  | 8.5067
01611224L2 | 9.28 |  |  |  | 9.28
01611225L2 | 9.6667 |  |  |  | 9.6667
01611218L3 | 10.44 |  |  |  | 10.44
01611220L3 | 11.6 |  |  |  | 11.6
01611222L3 | 12.76 |  |  |  | 12.76
01611224L3 | 13.92 |  |  |  | 13.92
01611225L3 | 14.5 |  |  |  | 14.5
01611220L4 | 15.4667 |  |  |  | 15.4667
01611222L4 | 17.0133 |  |  |  | 17.0133
01611224L4 | 18.56 |  |  |  | 18.56
01611225L4 | 19.3333 |  |  |  | 19.3333
01611220L5 | 19.3333 |  |  |  | 19.3333
01611222L5 | 21.2667 |  |  |  | 21.2667
01611224L5 | 23.2 |  |  |  | 23.2
01611225L5 | 24.1667 |  |  |  | 24.1667
01611222L6 | 25.52 |  |  |  | 25.52
01611224L6 | 27.84 |  |  |  | 27.84
01611225L6 | 29 |  |  |  | 29
01611220L8 | 30.9333 |  |  |  | 30.9333
01611224L7 | 32.48 |  |  |  | 32.48
01611225L7 | 33.8333 |  |  |  | 33.8333
01611222L8 | 34.0267 |  |  |  | 34.0267
01611212L24 | 55.68 |  |  |  | 55.68
01611215L24 | 69.6 |  |  |  | 69.6
01611216L24 | 74.24 |  |  |  | 74.24
01611218L24 | 83.52 |  |  |  | 83.52
01611220L24 | 92.8 |  |  |  | 92.8
01611222L24 | 102.08 |  |  |  | 102.08
01611224L24 | 111.36 |  |  |  | 111.36
01611225L24 | 116 |  |  |  | 116
01611415L2 | 6.7667 |  |  |  | 6.7667
01611416L2 | 7.2178 |  |  |  | 7.2178
01611418L2 | 8.12 |  |  |  | 8.12
01611420L2 | 9.0222 |  |  |  | 9.0222
01611422L2 | 9.9244 |  |  |  | 9.9244
01611424L2 | 10.8267 |  |  |  | 10.8267
01611425L2 | 11.2778 |  |  |  | 11.2778
01611418L3 | 12.18 |  |  |  | 12.18
01611420L3 | 13.5333 |  |  |  | 13.5333
01611422L3 | 14.8867 |  |  |  | 14.8867
01611424L3 | 16.24 |  |  |  | 16.24
01611425L3 | 16.9167 |  |  |  | 16.9167
01611420L4 | 18.0444 |  |  |  | 18.0444
01611422L4 | 19.8489 |  |  |  | 19.8489
01611424L4 | 21.6533 |  |  |  | 21.6533
01611425L4 | 22.5556 |  |  |  | 22.5556
01611420L5 | 22.5556 |  |  |  | 22.5556
01611422L5 | 24.8111 |  |  |  | 24.8111
01611424L5 | 27.0667 |  |  |  | 27.0667
01611425L5 | 28.1944 |  |  |  | 28.1944
01611422L6 | 29.7733 |  |  |  | 29.7733
01611424L6 | 32.48 |  |  |  | 32.48
01611425L6 | 33.8333 |  |  |  | 33.8333
01611420L8 | 36.0889 |  |  |  | 36.0889
01611424L7 | 37.8933 |  |  |  | 37.8933
01611425L7 | 39.4722 |  |  |  | 39.4722
01611422L8 | 39.6978 |  |  |  | 39.6978
01611415L24 | 81.2 |  |  |  | 81.2
01611416L24 | 86.6133 |  |  |  | 86.6133
01611418L24 | 97.44 |  |  |  | 97.44
01611420L24 | 108.2667 |  |  |  | 108.2667
01611422L24 | 119.0933 |  |  |  | 119.0933
01611424L24 | 129.92 |  |  |  | 129.92
01611425L24 | 135.3333 |  |  |  | 135.3333
01611615L2 | 6.8333 |  |  |  | 6.8333
01611616L2 | 7.2889 |  |  |  | 7.2889
01611618L2 | 8.2 |  |  |  | 8.2
01611620L2 | 9.1111 |  |  | 0 | 9.1111
01611622L2 | 10.0222 |  |  |  | 10.0222
01611624L2 | 10.9333 |  |  |  | 10.9333
01611625L2 | 11.3889 |  |  |  | 11.3889
01611618L3 | 12.3 |  |  |  | 12.3
01611620L3 | 13.6667 |  |  |  | 13.6667
01611622L3 | 15.0333 |  |  |  | 15.0333
01611624L3 | 16.4 |  |  |  | 16.4
01611625L3 | 17.0833 |  |  |  | 17.0833
01611620L4 | 18.2222 |  |  |  | 18.2222
01611622L4 | 20.0444 |  |  |  | 20.0444
01611624L4 | 21.8667 |  |  |  | 21.8667
01611625L4 | 22.7778 |  |  |  | 22.7778
01611620L5 | 22.7778 |  |  |  | 22.7778
01611622L5 | 25.0556 |  |  |  | 25.0556
01611624L5 | 27.3333 |  |  |  | 27.3333
01611625L5 | 28.4722 |  |  |  | 28.4722
01611622L6 | 30.0667 |  |  |  | 30.0667
01611624L6 | 32.8 |  |  |  | 32.8
01611625L6 | 34.1667 |  |  |  | 34.1667
01611620L8 | 36.4444 |  |  |  | 36.4444
01611624L7 | 38.2667 |  |  |  | 38.2667
01611625L7 | 39.8611 |  |  |  | 39.8611
01611622L8 | 40.0889 |  |  |  | 40.0889
01611615L24 | 82 |  |  |  | 82
01611616L24 | 87.4667 |  |  |  | 87.4667
01611618L24 | 98.4 |  |  |  | 98.4
01611620L24 | 109.3333 |  |  |  | 109.3333
01611622L24 | 120.2667 |  |  |  | 120.2667
01611624L24 | 131.2 |  |  |  | 131.2
01611625L24 | 136.6667 |  |  |  | 136.6667
01611815L2 | 7.6875 |  |  |  | 7.6875
01611816L2 | 8.2 |  |  |  | 8.2
01611818L2 | 9.225 |  |  |  | 9.225
01611820L2 | 10.25 |  |  |  | 10.25
01611822L2 | 11.275 |  |  |  | 11.275
01611824L2 | 12.3 |  |  |  | 12.3
01611825L2 | 12.8125 |  |  |  | 12.8125
01611818L3 | 13.8375 |  |  |  | 13.8375
01611820L3 | 15.375 |  |  |  | 15.375
01611822L3 | 16.9125 |  |  |  | 16.9125
01611824L3 | 18.45 |  |  |  | 18.45
01611825L3 | 19.2188 |  |  |  | 19.2188
01611820L4 | 20.5 |  |  |  | 20.5
01611822L4 | 22.55 |  |  |  | 22.55
01611824L4 | 24.6 |  |  |  | 24.6
01611825L4 | 25.625 |  |  |  | 25.625
01611820L5 | 25.625 |  |  |  | 25.625
01611822L5 | 28.1875 |  |  |  | 28.1875
01611824L5 | 30.75 |  |  |  | 30.75
01611825L5 | 32.0312 |  |  |  | 32.0312
01611822L6 | 33.825 |  |  |  | 33.825
01611824L6 | 36.9 |  |  |  | 36.9
01611825L6 | 38.4375 |  |  |  | 38.4375
01611820L8 | 41 |  |  |  | 41
01611824L7 | 43.05 |  |  |  | 43.05
01611825L7 | 44.8437 |  |  |  | 44.8437
01611822L8 | 45.1 |  |  |  | 45.1
01611815L24 | 92.25 |  |  |  | 92.25
01611816L24 | 98.4 |  |  |  | 98.4
01611818L24 | 110.7 |  |  |  | 110.7
01611820L24 | 123 |  |  |  | 123
01611822L24 | 135.3 |  |  |  | 135.3
01611824L24 | 147.6 |  |  |  | 147.6
01611825L24 | 153.75 |  |  |  | 153.75
01612015L2 | 8.5417 |  |  |  | 8.5417
01612016L2 | 9.1111 |  |  |  | 9.1111
01612018L2 | 10.25 |  |  |  | 10.25
01612020L2 | 11.3889 |  |  | 0 | 11.3889
01612022L2 | 12.5278 |  |  |  | 12.5278
01612024L2 | 13.6667 |  |  |  | 13.6667
01612025L2 | 13.4844 |  |  | 13.22 | 13.4844
01612018L3 | 15.375 |  |  |  | 15.375
01612020L3 | 17.0833 |  |  |  | 17.0833
01612022L3 | 18.7917 |  |  |  | 18.7917
01612024L3 | 20.5 |  |  |  | 20.5
01612025L3 | 21.3542 |  |  |  | 21.3542
01612020L4 | 22.7256 | 22.7256 | 0% | 22.28 | 22.7256
01612022L4 | 25.0556 |  |  |  | 25.0556
01612024L4 | 27.3333 |  |  | 0 | 27.3333
01612025L4 | 28.4722 |  |  | 0 | 28.4722
01612020L5 | 28.4722 |  |  |  | 28.4722
01612022L5 | 31.3194 |  |  |  | 31.3194
01612024L5 | 34.1667 |  |  |  | 34.1667
01612025L5 | 35.5903 |  |  |  | 35.5903
01612022L6 | 37.5833 |  |  |  | 37.5833
01612024L6 | 41 |  |  |  | 41
01612025L6 | 42.7083 |  |  |  | 42.7083
01612020L8 | 45.5556 |  |  |  | 45.5556
01612024L7 | 47.8333 |  |  |  | 47.8333
01612025L7 | 49.8264 |  |  |  | 49.8264
01612022L8 | 50.1111 |  |  |  | 50.1111
01612015L24 | 102.5 |  |  |  | 102.5
01612016L24 | 109.3333 |  |  |  | 109.3333
01612018L24 | 123 |  |  |  | 123
01612020L24 | 136.6667 |  |  |  | 136.6667
01612022L24 | 150.3333 |  |  |  | 150.3333
01612024L24 | 164 |  |  |  | 164
01612025L24 | 170.8333 |  |  |  | 170.8333
01612415L2 | 10.25 |  |  |  | 10.25
01612416L2 | 10.9333 |  |  |  | 10.9333
01612418L2 | 12.3 |  |  |  | 12.3
01612420L2 | 23.6579 | 23.6579 | 0% | 23.194 | 23.6579
01612422L2 | 15.0333 |  |  |  | 15.0333
01612424L2 | 14.8512 |  |  | 14.56 | 14.8512
01612425L2 | 17.0833 |  |  |  | 17.0833
01612418L3 | 18.45 |  |  |  | 18.45
01612420L3 | 20.5 |  |  |  | 20.5
01612422L3 | 22.55 |  |  |  | 22.55
01612424L3 | 24.6 |  |  |  | 24.6
01612425L3 | 25.625 |  |  |  | 25.625
01612420L4 | 27.3333 |  |  |  | 27.3333
01612422L4 | 30.0667 |  |  |  | 30.0667
01612424L4 | 32.8 |  |  |  | 32.8
01612425L4 | 34.1667 |  |  |  | 34.1667
01612420L5 | 34.1667 |  |  |  | 34.1667
01612422L5 | 37.5833 |  |  |  | 37.5833
01612424L5 | 41 |  |  |  | 41
01612425L5 | 42.7083 |  |  |  | 42.7083
01612422L6 | 45.1 |  |  |  | 45.1
01612424L6 | 49.2 |  |  |  | 49.2
01612425L6 | 51.25 |  |  |  | 51.25
01612420L8 | 54.6667 |  |  |  | 54.6667
01612424L7 | 57.4 |  |  |  | 57.4
01612425L7 | 59.7917 |  |  |  | 59.7917
01612422L8 | 60.1333 |  |  |  | 60.1333
01612415L24 | 123 |  |  |  | 123
01612416L24 | 131.2 |  |  |  | 131.2
01612418L24 | 147.6 |  |  |  | 147.6
01612420L24 | 164 |  |  |  | 164
01612422L24 | 180.4 |  |  |  | 180.4
01612424L24 | 178.4184 |  |  | 174.92 | 178.4184
01612425L24 | 205 |  |  |  | 205
01612515L2 | 10.6771 |  |  |  | 10.6771
01612516L2 | 11.3889 |  |  |  | 11.3889
01612518L2 | 12.8125 |  |  |  | 12.8125
01612520L2 | 14.2361 |  |  |  | 14.2361
01612522L2 | 15.6597 |  |  |  | 15.6597
01612524L2 | 17.0833 |  |  |  | 17.0833
01612525L2 | 17.7951 |  |  |  | 17.7951
01612518L3 | 19.2188 |  |  |  | 19.2188
01612520L3 | 21.3542 |  |  |  | 21.3542
01612522L3 | 23.4896 |  |  |  | 23.4896
01612524L3 | 25.625 |  |  |  | 25.625
01612525L3 | 26.6927 |  |  |  | 26.6927
01612520L4 | 28.4722 |  |  |  | 28.4722
01612522L4 | 31.3194 |  |  |  | 31.3194
01612524L4 | 34.1667 |  |  |  | 34.1667
01612525L4 | 35.5903 |  |  |  | 35.5903
01612520L5 | 35.5903 |  |  |  | 35.5903
01612522L5 | 39.1493 |  |  |  | 39.1493
01612524L5 | 42.7083 |  |  |  | 42.7083
01612525L5 | 44.4878 |  |  |  | 44.4878
01612522L6 | 46.9792 |  |  |  | 46.9792
01612524L6 | 51.25 |  |  |  | 51.25
01612525L6 | 53.3854 |  |  |  | 53.3854
01612520L8 | 56.9444 |  |  |  | 56.9444
01612524L7 | 59.7917 |  |  |  | 59.7917
01612525L7 | 62.283 |  |  |  | 62.283
01612522L8 | 62.6389 |  |  |  | 62.6389
01612515L24 | 128.125 |  |  |  | 128.125
01612516L24 | 136.6667 |  |  |  | 136.6667
01612518L24 | 153.75 |  |  |  | 153.75
01612520L24 | 170.8333 |  |  |  | 170.8333
01612522L24 | 187.9167 |  |  |  | 187.9167
01612524L24 | 205 |  |  |  | 205
01612525L24 | 213.5417 |  |  |  | 213.5417
01551020 | 6.3663 |  |  |  | 6.3663
01551212 | 5.5743 | 5.5743 | 0% | 5.465 | 5.5743
01551216 | 6.1117 |  |  |  | 6.1117
01551220 | 7.6396 |  |  |  | 7.6396
01551224 | 5.098 | 5.098 | 0% | 4.998 | 5.098
01551225 | 7.9142 | 7.9142 | 0% | 7.759 | 7.9142
01551416 | 7.1303 |  |  |  | 7.1303
01551420 | 8.9129 |  |  |  | 8.9129
01551425 | 11.1411 |  |  | 0 | 11.1411
01551430 | 13.3693 |  |  |  | 13.3693
01551520 | 9.5495 |  |  |  | 9.5495
01551525 | 11.9369 |  |  |  | 11.9369
01551530 | 14.3242 |  |  |  | 14.3242
01551616 | 4.8735 |  |  |  | 4.8735
01551618 | 5.4827 |  |  |  | 5.4827
01551620 | 6.2297 | 6.2297 | 0% | 6.1076 | 6.2297
01551622 | 6.701 |  |  |  | 6.701
01551624 | 7.3102 |  |  |  | 7.3102
01551625 | 6.6172 |  |  | 6.4874 | 6.6172
01551630 | 10.9593 | 10.9593 | 0% | 10.7444 | 10.9593
01551820 | 6.8533 |  |  |  | 6.8533
01551822 | 7.5387 |  |  |  | 7.5387
01551824 | 8.5088 | 8.51 | 0.01363% | 8.342 | 8.5088
01551825 | 8.5667 |  |  |  | 8.5667
01552020 | 6.6171 | 6.6171 | 0% |  | 6.6171
01552022 | 8.3763 |  |  |  | 8.3763
01552024 | 9.1378 |  |  |  | 9.1378
01552025 | 8.0648 | 8.0648 | 0% | 7.9067 | 8.0648
01552030 | 10.6814 |  |  | 10.472 | 10.6814
01552422 | 10.0516 |  |  |  | 10.0516
01552424 | 9.054 | 9.054 | 0% | 8.8764 | 9.054
01552430 | 12.8814 | 12.88 | -0.0107% | 12.6288 | 12.8814
01552522 | 10.4704 |  |  |  | 10.4704
01552524 | 11.4222 |  |  |  | 11.4222
01552525 | 11.8982 |  |  |  | 11.8982
01551015L2 | 9.5495 |  |  |  | 9.5495
01551016L2 | 10.1861 |  |  |  | 10.1861
01551018L2 | 11.4594 |  |  |  | 11.4594
01551020L2 | 12.7326 |  |  |  | 12.7326
01551022L2 | 14.0059 |  |  |  | 14.0059
01551024L2 | 15.2792 |  |  |  | 15.2792
01551025L2 | 15.9158 |  |  |  | 15.9158
01551018L3 | 17.1891 |  |  |  | 17.1891
01551020L3 | 19.099 |  |  |  | 19.099
01551022L3 | 21.0089 |  |  |  | 21.0089
01551024L3 | 22.9188 |  |  |  | 22.9188
01551025L3 | 23.8737 |  |  |  | 23.8737
01551020L4 | 25.4653 |  |  |  | 25.4653
01551022L4 | 28.0118 |  |  |  | 28.0118
01551024L4 | 30.5584 |  |  |  | 30.5584
01551025L4 | 31.8316 |  |  |  | 31.8316
01551020L5 | 31.8316 |  |  |  | 31.8316
01551022L5 | 35.0148 |  |  |  | 35.0148
01551024L5 | 38.1979 |  |  |  | 38.1979
01551025L5 | 39.7895 |  |  |  | 39.7895
01551022L6 | 42.0177 |  |  |  | 42.0177
01551024L6 | 45.8375 |  |  |  | 45.8375
01551025L6 | 47.7474 |  |  |  | 47.7474
01551020L8 | 50.9306 |  |  |  | 50.9306
01551024L7 | 53.4771 |  |  |  | 53.4771
01551025L7 | 55.7053 |  |  |  | 55.7053
01551022L8 | 56.0237 |  |  |  | 56.0237
01551015L24 | 114.5938 |  |  |  | 114.5938
01551016L24 | 122.2334 |  |  |  | 122.2334
01551018L24 | 137.5126 |  |  |  | 137.5126
01551020L24 | 93.4932 | 93.4932 | 0% | 91.66 | 93.4932
01551022L24 | 168.071 |  |  |  | 168.071
01551024L24 | 183.3501 |  |  |  | 183.3501
01551025L24 | 190.9897 |  |  |  | 190.9897
01551215L2 | 11.4594 |  |  |  | 11.4594
01551216L2 | 12.2233 |  |  |  | 12.2233
01551218L2 | 13.7513 |  |  |  | 13.7513
01551220L2 | 15.2792 |  |  |  | 15.2792
01551222L2 | 16.8071 |  |  |  | 16.8071
01551224L2 | 18.335 |  |  |  | 18.335
01551225L2 | 19.099 |  |  |  | 19.099
01551218L3 | 20.6269 |  |  |  | 20.6269
01551220L3 | 22.9188 |  |  |  | 22.9188
01551222L3 | 25.2106 |  |  |  | 25.2106
01551224L3 | 27.5025 |  |  |  | 27.5025
01551225L3 | 28.6485 |  |  |  | 28.6485
01551220L4 | 30.5584 |  |  |  | 30.5584
01551222L4 | 33.6142 |  |  |  | 33.6142
01551224L4 | 36.67 |  |  |  | 36.67
01551225L4 | 38.1979 |  |  |  | 38.1979
01551220L5 | 38.1979 |  |  |  | 38.1979
01551222L5 | 42.0177 |  |  |  | 42.0177
01551224L5 | 45.8375 |  |  |  | 45.8375
01551225L5 | 47.7474 |  |  |  | 47.7474
01551222L6 | 50.4213 |  |  |  | 50.4213
01551224L6 | 55.005 |  |  |  | 55.005
01551225L6 | 57.2969 |  |  |  | 57.2969
01551220L8 | 61.1167 |  |  |  | 61.1167
01551224L7 | 64.1726 |  |  |  | 64.1726
01551225L7 | 66.8464 |  |  |  | 66.8464
01551222L8 | 67.2284 |  |  |  | 67.2284
01551212L24 | 110.0101 |  |  |  | 110.0101
01551215L24 | 137.5126 |  |  |  | 137.5126
01551216L24 | 146.6801 |  |  |  | 146.6801
01551218L24 | 165.0151 |  |  |  | 165.0151
01551220L24 | 183.3501 |  |  |  | 183.3501
01551222L24 | 201.6852 |  |  |  | 201.6852
01551224L24 | 122.4 | 122.4 | 0% | 120 | 122.4
01551225L24 | 229.1877 |  |  |  | 229.1877
01551415L2 | 13.3693 |  |  |  | 13.3693
01551416L2 | 14.2606 |  |  |  | 14.2606
01551418L2 | 16.0431 |  |  |  | 16.0431
01551420L2 | 17.8257 |  |  |  | 17.8257
01551422L2 | 19.6083 |  |  |  | 19.6083
01551424L2 | 21.3909 |  |  |  | 21.3909
01551425L2 | 22.2821 |  |  |  | 22.2821
01551418L3 | 24.0647 |  |  |  | 24.0647
01551420L3 | 26.7386 |  |  |  | 26.7386
01551422L3 | 29.4124 |  |  |  | 29.4124
01551424L3 | 32.0863 |  |  |  | 32.0863
01551425L3 | 33.4232 |  |  |  | 33.4232
01551420L4 | 35.6514 |  |  |  | 35.6514
01551422L4 | 39.2166 |  |  |  | 39.2166
01551424L4 | 42.7817 |  |  |  | 42.7817
01551425L4 | 44.5643 |  |  |  | 44.5643
01551420L5 | 44.5643 |  |  |  | 44.5643
01551422L5 | 49.0207 |  |  |  | 49.0207
01551424L5 | 53.4771 |  |  |  | 53.4771
01551425L5 | 55.7053 |  |  |  | 55.7053
01551422L6 | 58.8248 |  |  |  | 58.8248
01551424L6 | 64.1726 |  |  |  | 64.1726
01551425L6 | 66.8464 |  |  |  | 66.8464
01551420L8 | 71.3028 |  |  |  | 71.3028
01551424L7 | 74.868 |  |  |  | 74.868
01551425L7 | 77.9875 |  |  |  | 77.9875
01551422L8 | 78.4331 |  |  |  | 78.4331
01551415L24 | 123.34 |  |  |  | 123.34
01551416L24 | 123.34 |  |  |  | 123.34
01551418L24 | 123.34 |  |  |  | 123.34
01551420L24 | 123.34 |  |  |  | 123.34
01551422L24 | 184.2732 | 184.2732 | 0% | 180.66 | 184.2732
01551424L24 | 136.2 |  |  |  | 136.2
01551425L24 | 136.2 |  |  |  | 136.2
01551615L2 | 9.1378 |  |  |  | 9.1378
01551616L2 | 9.747 |  |  |  | 9.747
01551618L2 | 10.9653 |  |  |  | 10.9653
01551620L2 | 12.1837 |  |  | 0 | 12.1837
01551622L2 | 13.4028 | 13.4028 | 0% | 13.14 | 13.4028
01551624L2 | 14.6204 |  |  |  | 14.6204
01551625L2 | 15.2296 |  |  | 0 | 15.2296
01551618L3 | 16.448 |  |  | 0 | 16.448
01551620L3 | 18.6891 |  |  | 18.3227 | 18.6891
01551622L3 | 20.1031 |  |  |  | 20.1031
01551624L3 | 21.9307 |  |  |  | 21.9307
01551625L3 | 19.8594 |  |  | 19.47 | 19.8594
01551620L4 | 24.9188 | 24.9188 | 0% | 24.4302 | 24.9188
01551622L4 | 26.8056 |  |  | 26.28 | 26.8056
01551624L4 | 29.2409 |  |  |  | 29.2409
01551625L4 | 30.4593 |  |  | 0 | 30.4593
01551620L5 | 30.4593 |  |  |  | 30.4593
01551622L5 | 33.5052 |  |  |  | 33.5052
01551624L5 | 36.5511 |  |  |  | 36.5511
01551625L5 | 38.0741 |  |  |  | 38.0741
01551622L6 | 40.2062 |  |  |  | 40.2062
01551624L6 | 43.8613 |  |  |  | 43.8613
01551625L6 | 45.6889 |  |  |  | 45.6889
01551620L8 | 48.7348 |  |  |  | 48.7348
01551624L7 | 51.1716 |  |  |  | 51.1716
01551625L7 | 53.3037 |  |  |  | 53.3037
01551622L8 | 53.6083 |  |  |  | 53.6083
01551615L24 | 109.6534 |  |  |  | 109.6534
01551616L24 | 116.9636 |  |  |  | 116.9636
01551618L24 | 131.584 |  |  |  | 131.584
01551620L24 | 149.5728 | 149.57 | -0.001872% | 146.64 | 149.5728
01551622L24 | 160.8249 |  |  |  | 160.8249
01551624L24 | 175.4454 |  |  |  | 175.4454
01551625L24 | 158.9874 |  |  | 155.87 | 158.9874
01551815L2 | 10.28 |  |  |  | 10.28
01551816L2 | 10.9653 |  |  |  | 10.9653
01551818L2 | 12.336 |  |  |  | 12.336
01551820L2 | 13.7067 |  |  | 0 | 13.7067
01551822L2 | 15.0773 |  |  |  | 15.0773
01551824L2 | 16.448 |  |  |  | 16.448
01551825L2 | 17.1333 |  |  |  | 17.1333
01551818L3 | 18.504 |  |  |  | 18.504
01551820L3 | 20.56 |  |  |  | 20.56
01551822L3 | 22.616 |  |  |  | 22.616
01551824L3 | 24.672 |  |  |  | 24.672
01551825L3 | 25.7 |  |  |  | 25.7
01551820L4 | 27.4133 |  |  |  | 27.4133
01551822L4 | 30.1547 |  |  |  | 30.1547
01551824L4 | 32.896 |  |  |  | 32.896
01551825L4 | 34.2667 |  |  |  | 34.2667
01551820L5 | 34.2667 |  |  |  | 34.2667
01551822L5 | 37.6933 |  |  |  | 37.6933
01551824L5 | 41.12 |  |  |  | 41.12
01551825L5 | 42.8333 |  |  |  | 42.8333
01551822L6 | 45.232 |  |  |  | 45.232
01551824L6 | 49.344 |  |  |  | 49.344
01551825L6 | 51.4 |  |  |  | 51.4
01551820L8 | 54.8267 |  |  |  | 54.8267
01551824L7 | 57.568 |  |  |  | 57.568
01551825L7 | 59.9667 |  |  |  | 59.9667
01551822L8 | 60.3093 |  |  |  | 60.3093
01551815L24 | 123.36 |  |  |  | 123.36
01551816L24 | 131.584 |  |  |  | 131.584
01551818L24 | 148.032 |  |  |  | 148.032
01551820L24 | 164.48 |  |  |  | 164.48
01551822L24 | 180.928 |  |  |  | 180.928
01551824L24 | 197.376 |  |  |  | 197.376
01551825L24 | 205.6 |  |  |  | 205.6
01552015L2 | 14.2831 |  |  | 14.003 | 14.2831
01552016L2 | 12.1837 |  |  |  | 12.1837
01552018L2 | 13.7067 |  |  |  | 13.7067
01552020L2 | 13.2396 | 13.2396 | 0% | 12.98 | 13.2396
01552022L2 | 16.1262 | 16.1262 | 0% | 15.81 | 16.1262
01552024L2 | 16.1299 | 16.1299 | 0% | 15.8137 | 16.1299
01552025L2 | 19.037 |  |  |  | 19.037
01552018L3 | 25.9076 | 25.9076 | 0% | 25.3996 | 25.9076
01552020L3 | 19.8594 | 19.8594 | 0% | 19.47 | 19.8594
01552022L3 | 25.1289 |  |  |  | 25.1289
01552024L3 | 24.1949 |  |  | 23.7205 | 24.1949
01552025L3 | 24.4188 | 24.4188 | 0% | 23.94 | 24.4188
01552020L4 | 26.4792 | 26.4792 | 0% | 25.96 | 26.4792
01552022L4 | 32.2524 |  |  | 31.62 | 32.2524
01552024L4 | 36.5511 |  |  | 0 | 36.5511
01552025L4 | 32.5686 | 32.5686 | 0% | 31.93 | 32.5686
01552020L5 | 38.0741 |  |  |  | 38.0741
01552022L5 | 40.3249 |  |  | 39.5342 | 40.3249
01552024L5 | 40.3249 |  |  | 39.5342 | 40.3249
01552025L5 | 40.698 | 40.698 | 0% | 39.9 | 40.698
01552022L6 | 50.2578 |  |  |  | 50.2578
01552024L6 | 54.8267 |  |  |  | 54.8267
01552025L6 | 57.1111 |  |  |  | 57.1111
01552020L8 | 60.9185 |  |  |  | 60.9185
01552024L7 | 63.9645 |  |  |  | 63.9645
01552025L7 | 66.6296 |  |  |  | 66.6296
01552022L8 | 67.0104 |  |  |  | 67.0104
01552015L24 | 137.0667 |  |  |  | 137.0667
01552016L24 | 149.5728 | 149.5728 | 0% | 146.64 | 149.5728
01552018L24 | 164.48 |  |  |  | 164.48
01552020L24 | 158.9262 | 158.9262 | 0% | 155.81 | 158.9262
01552022L24 | 201.0312 |  |  |  | 201.0312
01552024L24 | 193.5593 |  |  | 189.7641 | 193.5593
01552025L24 | 195.3504 | 195.35 | -0.0002048% | 191.52 | 195.3504
01552415L2 | 13.7067 |  |  |  | 13.7067
01552416L2 | 14.6204 |  |  |  | 14.6204
01552418L2 | 16.448 |  |  | 0 | 16.448
01552420L2 | 18.2756 |  |  |  | 18.2756
01552422L2 | 20.1031 |  |  |  | 20.1031
01552424L2 | 18.1152 | 18.1152 | 0% | 17.76 | 18.1152
01552425L2 | 21.726 |  |  | 21.3 | 21.726
01552418L3 | 24.672 |  |  | 0 | 24.672
01552420L3 | 27.4133 |  |  |  | 27.4133
01552422L3 | 27.167 |  |  | 26.6343 | 27.167
01552424L3 | 27.167 |  |  | 26.6343 | 27.167
01552425L3 | 34.2667 |  |  |  | 34.2667
01552420L4 | 36.2227 |  |  | 35.5125 | 36.2227
01552422L4 | 40.2062 |  |  |  | 40.2062
01552424L4 | 43.8613 |  |  |  | 43.8613
01552425L4 | 52.9074 |  |  | 51.87 | 52.9074
01552420L5 | 45.6889 |  |  |  | 45.6889
01552422L5 | 50.2578 |  |  | 0 | 50.2578
01552424L5 | 54.8267 |  |  |  | 54.8267
01552425L5 | 57.1111 |  |  |  | 57.1111
01552422L6 | 60.3093 |  |  |  | 60.3093
01552424L6 | 65.792 |  |  |  | 65.792
01552425L6 | 68.5333 |  |  |  | 68.5333
01552420L8 | 73.1022 |  |  |  | 73.1022
01552424L7 | 76.7573 |  |  |  | 76.7573
01552425L7 | 79.9556 |  |  |  | 79.9556
01552422L8 | 80.4125 |  |  |  | 80.4125
01552415L24 | 164.48 |  |  |  | 164.48
01552416L24 | 175.4454 |  |  |  | 175.4454
01552418L24 | 197.376 |  |  |  | 197.376
01552420L24 | 219.3067 |  |  |  | 219.3067
01552422L24 | 241.2374 |  |  |  | 241.2374
01552424L24 | 217.2954 | 217.2954 | 0% | 213.0348 | 217.2954
01552425L24 | 274.1334 |  |  |  | 274.1334
01552515L2 | 14.2778 |  |  |  | 14.2778
01552516L2 | 15.2296 |  |  |  | 15.2296
01552518L2 | 17.1333 |  |  |  | 17.1333
01552520L2 | 16.2792 |  |  | 15.96 | 16.2792
01552522L2 | 20.9407 |  |  |  | 20.9407
01552524L2 | 21.0834 |  |  | 20.67 | 21.0834
01552525L2 | 23.7963 |  |  |  | 23.7963
01552518L3 | 15.8884 |  |  | 15.5769 | 15.8884
01552520L3 | 28.5556 |  |  | 0 | 28.5556
01552522L3 | 31.4111 |  |  |  | 31.4111
01552524L3 | 31.6302 | 31.6302 | 0% | 31.01 | 31.6302
01552525L3 | 35.6945 |  |  |  | 35.6945
01552520L4 | 32.5584 | 32.5584 | 0% | 31.92 | 32.5584
01552522L4 | 40.7893 |  |  | 39.9895 | 40.7893
01552524L4 | 45.6889 |  |  |  | 45.6889
01552525L4 | 47.5926 |  |  |  | 47.5926
01552520L5 | 47.5926 |  |  |  | 47.5926
01552522L5 | 52.3519 |  |  |  | 52.3519
01552524L5 | 57.1111 |  |  |  | 57.1111
01552525L5 | 59.4908 |  |  |  | 59.4908
01552522L6 | 62.8222 |  |  |  | 62.8222
01552524L6 | 68.5333 |  |  |  | 68.5333
01552525L6 | 71.3889 |  |  |  | 71.3889
01552520L8 | 76.1482 |  |  |  | 76.1482
01552524L7 | 79.9556 |  |  |  | 79.9556
01552525L7 | 83.2871 |  |  |  | 83.2871
01552522L8 | 83.763 |  |  |  | 83.763
01552515L24 | 171.3334 |  |  |  | 171.3334
01552516L24 | 158.9262 | 158.9262 | 0% | 155.81 | 158.9262
01552518L24 | 205.6 |  |  |  | 205.6
01552520L24 | 195.3504 | 195.35 | -0.0002048% | 191.52 | 195.3504
01552522L24 | 251.2889 |  |  |  | 251.2889
01552524L24 | 274.1334 |  |  |  | 274.1334
01552525L24 | 285.5556 |  |  | 0 | 285.5556
01651020 | 7.6944 |  |  |  | 7.6944
01651212 | 6.0659 |  |  | 5.9469 | 6.0659
01651216 | 6.6756 |  |  | 6.5447 | 6.6756
01651220 | 9.2333 |  |  |  | 9.2333
01651224 | 11.08 |  |  |  | 11.08
01651225 | 11.5417 |  |  |  | 11.5417
01651416 | 8.6178 |  |  |  | 8.6178
01651420 | 10.7722 |  |  |  | 10.7722
01651425 | 13.4653 |  |  |  | 13.4653
01651430 | 16.1583 |  |  |  | 16.1583
01651520 | 11.5417 |  |  |  | 11.5417
01651525 | 14.4271 |  |  |  | 14.4271
01651530 | 17.3125 |  |  |  | 17.3125
01651616 | 4.8711 |  |  |  | 4.8711
01651618 | 5.48 |  |  |  | 5.48
01651620 | 6.0889 |  |  |  | 6.0889
01651622 | 6.6978 |  |  |  | 6.6978
01651624 | 7.3067 |  |  |  | 7.3067
01651625 | 7.6111 |  |  |  | 7.6111
01651630 | 9.1333 |  |  |  | 9.1333
01651820 | 6.85 |  |  | 0 | 6.85
01651822 | 7.535 |  |  |  | 7.535
01651824 | 8.22 |  |  |  | 8.22
01651825 | 8.5625 |  |  |  | 8.5625
01652020 | 7.0487 | 7.0487 | 0% |  | 7.0487
01652022 | 8.3722 |  |  |  | 8.3722
01652024 | 9.1333 |  |  |  | 9.1333
01652025 | 9.5139 |  |  |  | 9.5139
01652030 | 11.4167 |  |  |  | 11.4167
01652422 | 10.0467 |  |  |  | 10.0467
01652424 | 9.795 | 9.795 | 0% | 9.6029 | 9.795
01652430 | 13.7 |  |  |  | 13.7
01652522 | 10.4653 |  |  |  | 10.4653
01652524 | 11.4167 |  |  |  | 11.4167
01652525 | 11.8924 |  |  |  | 11.8924
01651015L2 | 11.4 |  |  |  | 11.4
01651016L2 | 12.16 |  |  |  | 12.16
01651018L2 | 13.68 |  |  |  | 13.68
01651020L2 | 15.2 |  |  |  | 15.2
01651022L2 | 16.72 |  |  |  | 16.72
01651024L2 | 18.24 |  |  |  | 18.24
01651025L2 | 19 |  |  |  | 19
01651018L3 | 20.52 |  |  |  | 20.52
01651020L3 | 22.8 |  |  |  | 22.8
01651022L3 | 25.08 |  |  |  | 25.08
01651024L3 | 27.36 |  |  |  | 27.36
01651025L3 | 28.5 |  |  |  | 28.5
01651020L4 | 30.4 |  |  |  | 30.4
01651022L4 | 33.44 |  |  |  | 33.44
01651024L4 | 36.48 |  |  |  | 36.48
01651025L4 | 38 |  |  |  | 38
01651020L5 | 38 |  |  |  | 38
01651022L5 | 41.8 |  |  |  | 41.8
01651024L5 | 45.6 |  |  |  | 45.6
01651025L5 | 47.5 |  |  |  | 47.5
01651022L6 | 50.16 |  |  |  | 50.16
01651024L6 | 54.72 |  |  |  | 54.72
01651025L6 | 57 |  |  |  | 57
01651020L8 | 60.8 |  |  |  | 60.8
01651024L7 | 63.84 |  |  |  | 63.84
01651025L7 | 66.5 |  |  |  | 66.5
01651022L8 | 66.88 |  |  |  | 66.88
01651015L24 | 136.8 |  |  |  | 136.8
01651016L24 | 145.92 |  |  |  | 145.92
01651018L24 | 164.16 |  |  |  | 164.16
01651020L24 | 182.4 |  |  |  | 182.4
01651022L24 | 200.64 |  |  |  | 200.64
01651024L24 | 218.88 |  |  |  | 218.88
01651025L24 | 228 |  |  |  | 228
01651215L2 | 13.68 |  |  |  | 13.68
01651216L2 | 14.592 |  |  |  | 14.592
01651218L2 | 16.416 |  |  |  | 16.416
01651220L2 | 18.24 |  |  |  | 18.24
01651222L2 | 20.064 |  |  |  | 20.064
01651224L2 | 21.888 |  |  |  | 21.888
01651225L2 | 22.8 |  |  |  | 22.8
01651218L3 | 24.624 |  |  |  | 24.624
01651220L3 | 27.36 |  |  |  | 27.36
01651222L3 | 30.096 |  |  |  | 30.096
01651224L3 | 32.832 |  |  |  | 32.832
01651225L3 | 34.2 |  |  |  | 34.2
01651220L4 | 36.48 |  |  |  | 36.48
01651222L4 | 40.128 |  |  |  | 40.128
01651224L4 | 43.776 |  |  |  | 43.776
01651225L4 | 45.6 |  |  |  | 45.6
01651220L5 | 45.6 |  |  |  | 45.6
01651222L5 | 50.16 |  |  |  | 50.16
01651224L5 | 54.72 |  |  |  | 54.72
01651225L5 | 57 |  |  |  | 57
01651222L6 | 60.192 |  |  |  | 60.192
01651224L6 | 65.664 |  |  |  | 65.664
01651225L6 | 68.4 |  |  |  | 68.4
01651220L8 | 72.96 |  |  |  | 72.96
01651224L7 | 76.608 |  |  |  | 76.608
01651225L7 | 79.8 |  |  |  | 79.8
01651222L8 | 80.256 |  |  |  | 80.256
01651212L24 | 131.328 |  |  |  | 131.328
01651215L24 | 164.16 |  |  |  | 164.16
01651216L24 | 175.104 |  |  |  | 175.104
01651218L24 | 196.992 |  |  |  | 196.992
01651220L24 | 218.88 |  |  |  | 218.88
01651222L24 | 240.768 |  |  |  | 240.768
01651224L24 | 262.656 |  |  |  | 262.656
01651225L24 | 273.6 |  |  |  | 273.6
01651415L2 | 15.96 |  |  |  | 15.96
01651416L2 | 17.024 |  |  |  | 17.024
01651418L2 | 19.152 |  |  |  | 19.152
01651420L2 | 21.28 |  |  |  | 21.28
01651422L2 | 23.408 |  |  |  | 23.408
01651424L2 | 25.536 |  |  |  | 25.536
01651425L2 | 26.6 |  |  |  | 26.6
01651418L3 | 28.728 |  |  |  | 28.728
01651420L3 | 31.92 |  |  |  | 31.92
01651422L3 | 35.112 |  |  |  | 35.112
01651424L3 | 38.304 |  |  |  | 38.304
01651425L3 | 39.9 |  |  |  | 39.9
01651420L4 | 42.56 |  |  |  | 42.56
01651422L4 | 46.816 |  |  |  | 46.816
01651424L4 | 51.072 |  |  |  | 51.072
01651425L4 | 53.2 |  |  |  | 53.2
01651420L5 | 53.2 |  |  |  | 53.2
01651422L5 | 58.52 |  |  |  | 58.52
01651424L5 | 63.84 |  |  |  | 63.84
01651425L5 | 66.5 |  |  |  | 66.5
01651422L6 | 70.224 |  |  |  | 70.224
01651424L6 | 76.608 |  |  |  | 76.608
01651425L6 | 79.8 |  |  |  | 79.8
01651420L8 | 85.12 |  |  |  | 85.12
01651424L7 | 89.376 |  |  |  | 89.376
01651425L7 | 93.1 |  |  |  | 93.1
01651422L8 | 93.632 |  |  |  | 93.632
01651415L24 | 191.52 |  |  |  | 191.52
01651416L24 | 204.288 |  |  |  | 204.288
01651418L24 | 229.824 |  |  |  | 229.824
01651420L24 | 255.36 |  |  |  | 255.36
01651422L24 | 280.896 |  |  |  | 280.896
01651424L24 | 306.432 |  |  |  | 306.432
01651425L24 | 319.2 |  |  |  | 319.2
01651615L2 | 9.12 |  |  |  | 9.12
01651616L2 | 9.728 |  |  |  | 9.728
01651618L2 | 10.944 |  |  |  | 10.944
01651620L2 | 12.16 |  |  |  | 12.16
01651622L2 | 13.376 |  |  |  | 13.376
01651624L2 | 14.592 |  |  |  | 14.592
01651625L2 | 15.2 |  |  |  | 15.2
01651618L3 | 16.416 |  |  |  | 16.416
01651620L3 | 18.24 |  |  |  | 18.24
01651622L3 | 20.064 |  |  |  | 20.064
01651624L3 | 21.888 |  |  |  | 21.888
01651625L3 | 21.1382 |  |  | 20.7237 | 21.1382
01651620L4 | 24.32 |  |  |  | 24.32
01651622L4 | 26.752 |  |  |  | 26.752
01651624L4 | 29.184 |  |  |  | 29.184
01651625L4 | 30.4 |  |  |  | 30.4
01651620L5 | 30.4 |  |  |  | 30.4
01651622L5 | 33.44 |  |  |  | 33.44
01651624L5 | 36.48 |  |  |  | 36.48
01651625L5 | 38 |  |  |  | 38
01651622L6 | 40.128 |  |  |  | 40.128
01651624L6 | 43.776 |  |  |  | 43.776
01651625L6 | 45.6 |  |  |  | 45.6
01651620L8 | 48.64 |  |  |  | 48.64
01651624L7 | 51.072 |  |  |  | 51.072
01651625L7 | 53.2 |  |  |  | 53.2
01651622L8 | 53.504 |  |  |  | 53.504
01651615L24 | 109.44 |  |  |  | 109.44
01651616L24 | 116.736 |  |  |  | 116.736
01651618L24 | 131.328 |  |  |  | 131.328
01651620L24 | 145.92 |  |  |  | 145.92
01651622L24 | 160.512 |  |  |  | 160.512
01651624L24 | 175.104 |  |  |  | 175.104
01651625L24 | 169.1568 | 169.1568 | 0% | 165.84 | 169.1568
01651815L2 | 10.26 |  |  |  | 10.26
01651816L2 | 10.944 |  |  |  | 10.944
01651818L2 | 12.312 |  |  |  | 12.312
01651820L2 | 13.68 |  |  |  | 13.68
01651822L2 | 15.048 |  |  |  | 15.048
01651824L2 | 20.855 |  |  | 20.4461 | 20.855
01651825L2 | 17.1 |  |  |  | 17.1
01651818L3 | 18.468 |  |  |  | 18.468
01651820L3 | 20.52 |  |  |  | 20.52
01651822L3 | 22.572 |  |  |  | 22.572
01651824L3 | 24.624 |  |  |  | 24.624
01651825L3 | 25.65 |  |  |  | 25.65
01651820L4 | 27.36 |  |  |  | 27.36
01651822L4 | 30.096 |  |  |  | 30.096
01651824L4 | 32.832 |  |  |  | 32.832
01651825L4 | 34.2 |  |  |  | 34.2
01651820L5 | 34.2 |  |  |  | 34.2
01651822L5 | 37.62 |  |  |  | 37.62
01651824L5 | 41.04 |  |  |  | 41.04
01651825L5 | 42.75 |  |  |  | 42.75
01651822L6 | 45.144 |  |  |  | 45.144
01651824L6 | 49.248 |  |  |  | 49.248
01651825L6 | 51.3 |  |  |  | 51.3
01651820L8 | 54.72 |  |  |  | 54.72
01651824L7 | 57.456 |  |  |  | 57.456
01651825L7 | 59.85 |  |  |  | 59.85
01651822L8 | 60.192 |  |  |  | 60.192
01651815L24 | 123.12 |  |  |  | 123.12
01651816L24 | 131.328 |  |  |  | 131.328
01651818L24 | 147.744 |  |  |  | 147.744
01651820L24 | 164.16 |  |  |  | 164.16
01651822L24 | 180.576 |  |  |  | 180.576
01651824L24 | 196.992 |  |  |  | 196.992
01651825L24 | 205.2 |  |  |  | 205.2
01652015L2 | 11.4 |  |  |  | 11.4
01652016L2 | 12.16 |  |  |  | 12.16
01652018L2 | 13.68 |  |  |  | 13.68
01652020L2 | 14.0964 |  |  | 13.82 | 14.0964
01652022L2 | 16.72 |  |  |  | 16.72
01652024L2 | 20.6142 | 20.6142 | 0% | 20.21 | 20.6142
01652025L2 | 19 |  |  |  | 19
01652018L3 | 21.1446 |  |  | 20.73 | 21.1446
01652020L3 | 21.1461 |  |  | 20.7315 | 21.1461
01652022L3 | 25.08 |  |  |  | 25.08
01652024L3 | 30.9264 | 30.9264 | 0% | 30.32 | 30.9264
01652025L3 | 28.5 |  |  |  | 28.5
01652020L4 | 30.4 |  |  |  | 30.4
01652022L4 | 33.44 |  |  |  | 33.44
01652024L4 | 36.48 |  |  |  | 36.48
01652025L4 | 38 |  |  |  | 38
01652020L5 | 38 |  |  |  | 38
01652022L5 | 41.8 |  |  |  | 41.8
01652024L5 | 45.6 |  |  |  | 45.6
01652025L5 | 47.5 |  |  |  | 47.5
01652022L6 | 50.16 |  |  |  | 50.16
01652024L6 | 54.72 |  |  |  | 54.72
01652025L6 | 57 |  |  |  | 57
01652020L8 | 60.8 |  |  |  | 60.8
01652024L7 | 63.84 |  |  |  | 63.84
01652025L7 | 66.5 |  |  |  | 66.5
01652022L8 | 66.88 |  |  |  | 66.88
01652015L24 | 136.8 |  |  |  | 136.8
01652016L24 | 145.92 |  |  |  | 145.92
01652018L24 | 164.16 |  |  |  | 164.16
01652020L24 | 169.1568 | 169.1568 | 0% | 165.84 | 169.1568
01652022L24 | 200.64 |  |  |  | 200.64
01652024L24 | 218.88 |  |  |  | 218.88
01652025L24 | 210.6198 | 210.6198 | 0% | 206.49 | 210.6198
01652415L2 | 13.68 |  |  |  | 13.68
01652416L2 | 14.592 |  |  | 0 | 14.592
01652418L2 | 16.416 |  |  |  | 16.416
01652420L2 | 18.24 |  |  |  | 18.24
01652422L2 | 20.064 |  |  |  | 20.064
01652424L2 | 21.888 |  |  | 0 | 21.888
01652425L2 | 22.8 |  |  |  | 22.8
01652418L3 | 24.624 |  |  |  | 24.624
01652420L3 | 27.36 |  |  |  | 27.36
01652422L3 | 30.096 |  |  |  | 30.096
01652424L3 | 29.3658 | 29.3658 | 0% | 28.79 | 29.3658
01652425L3 | 34.2 |  |  |  | 34.2
01652420L4 | 36.48 |  |  |  | 36.48
01652422L4 | 40.128 |  |  |  | 40.128
01652424L4 | 39.1578 | 39.1578 | 0% | 38.39 | 39.1578
01652425L4 | 45.6 |  |  |  | 45.6
01652420L5 | 45.6 |  |  |  | 45.6
01652422L5 | 50.16 |  |  |  | 50.16
01652424L5 | 48.9748 | 48.9748 | 0% | 48.0145 | 48.9748
01652425L5 | 57 |  |  |  | 57
01652422L6 | 60.192 |  |  |  | 60.192
01652424L6 | 65.664 |  |  |  | 65.664
01652425L6 | 68.4 |  |  |  | 68.4
01652420L8 | 72.96 |  |  |  | 72.96
01652424L7 | 76.608 |  |  |  | 76.608
01652425L7 | 79.8 |  |  |  | 79.8
01652422L8 | 80.256 |  |  |  | 80.256
01652415L24 | 164.16 |  |  |  | 164.16
01652416L24 | 175.104 |  |  |  | 175.104
01652418L24 | 196.992 |  |  |  | 196.992
01652420L24 | 218.88 |  |  |  | 218.88
01652422L24 | 240.768 |  |  |  | 240.768
01652424L24 | 234.9162 |  |  | 230.31 | 234.9162
01652425L24 | 273.6 |  |  |  | 273.6
01652515L2 | 14.25 |  |  |  | 14.25
01652516L2 | 15.2 |  |  |  | 15.2
01652518L2 | 17.1 |  |  |  | 17.1
01652520L2 | 19 |  |  |  | 19
01652522L2 | 20.9 |  |  |  | 20.9
01652524L2 | 22.8 |  |  |  | 22.8
01652525L2 | 23.75 |  |  |  | 23.75
01652518L3 | 25.65 |  |  |  | 25.65
01652520L3 | 28.5 |  |  |  | 28.5
01652522L3 | 31.35 |  |  |  | 31.35
01652524L3 | 34.2 |  |  |  | 34.2
01652525L3 | 35.625 |  |  |  | 35.625
01652520L4 | 38 |  |  |  | 38
01652522L4 | 41.8 |  |  |  | 41.8
01652524L4 | 45.6 |  |  |  | 45.6
01652525L4 | 47.5 |  |  |  | 47.5
01652520L5 | 47.5 |  |  |  | 47.5
01652522L5 | 52.25 |  |  |  | 52.25
01652524L5 | 57 |  |  |  | 57
01652525L5 | 59.375 |  |  |  | 59.375
01652522L6 | 62.7 |  |  |  | 62.7
01652524L6 | 68.4 |  |  |  | 68.4
01652525L6 | 71.25 |  |  |  | 71.25
01652520L8 | 76 |  |  |  | 76
01652524L7 | 79.8 |  |  |  | 79.8
01652525L7 | 83.125 |  |  |  | 83.125
01652522L8 | 83.6 |  |  |  | 83.6
01652515L24 | 171 |  |  |  | 171
01652516L24 | 169.1095 |  |  | 165.7937 | 169.1095
01652518L24 | 205.2 |  |  |  | 205.2
01652520L24 | 228 |  |  |  | 228
01652522L24 | 250.8 |  |  |  | 250.8
01652524L24 | 273.6 |  |  |  | 273.6
01652525L24 | 285 |  |  |  | 285
016101020 | 5.0979 |  |  |  | 5.0979
016101212 | 4.476 |  |  | 4.3882 | 4.476
016101216 | 4.894 |  |  |  | 4.894
016101220 | 6.1175 |  |  |  | 6.1175
016101224 | 5.0572 | 5.0572 | 0% | 4.958 | 5.0572
016101225 | 7.6469 |  |  |  | 7.6469
016101416 | 5.0572 |  |  | 4.958 | 5.0572
016101420 | 5.0572 |  |  | 4.958 | 5.0572
016101425 | 8.9214 |  |  |  | 8.9214
016101430 | 8.014 |  |  | 7.8569 | 8.014
016101520 | 7.6469 |  |  |  | 7.6469
016101525 | 5.5364 | 5.5364 | 0% | 5.4278 | 5.5364
016101530 | 8.014 |  |  | 7.8569 | 8.014
016101616 | 5.0286 |  |  | 4.93 | 5.0286
016101618 | 4.996 |  |  |  | 4.996
016101620 | 6.3587 |  |  | 6.234 | 6.3587
016101622 | 6.1062 |  |  |  | 6.1062
016101624 | 6.6613 |  |  |  | 6.6613
016101625 | 5.5364 |  |  | 5.4278 | 5.5364
016101630 | 8.3267 |  |  |  | 8.3267
016101820 | 5.5364 |  |  | 5.4278 | 5.5364
016101822 | 6.8695 |  |  |  | 6.8695
016101824 | 6.3419 |  |  | 6.2175 | 6.3419
016101825 | 6.3419 | 6.3419 | 0% | 6.2175 | 6.3419
016102020 | 6.0282 | 6.0282 | 0% | 5.91 | 6.0282
016102022 | 7.6328 |  |  |  | 7.6328
016102024 | 8.3267 |  |  |  | 8.3267
016102025 | 6.3419 | 6.3419 | 0% | 6.2175 | 6.3419
016102030 | 8.7277 | 8.7277 | 0% | 8.5566 | 8.7277
016102422 | 9.1593 |  |  |  | 9.1593
016102424 | 6.974 | 6.974 | 0% | 6.8373 | 6.974
016102430 | 9.534 |  |  | 9.2563 | 9.534
016102522 | 9.541 |  |  |  | 9.541
016102524 | 10.4083 |  |  |  | 10.4083
016102525 | 7.2697 |  |  | 7.1271 | 7.2697
016101015L2 | 7.5 |  |  |  | 7.5
016101016L2 | 8.9622 |  |  | 8.7865 | 8.9622
016101018L2 | 8.9622 |  |  | 8.7865 | 8.9622
016101020L2 | 10.0266 |  |  | 9.83 | 10.0266
016101022L2 | 11 |  |  |  | 11
016101024L2 | 10.0226 |  |  | 9.8261 | 10.0226
016101025L2 | 12.5 |  |  |  | 12.5
016101018L3 | 13.5 |  |  |  | 13.5
016101020L3 | 13.428 |  |  | 13.1647 | 13.428
016101022L3 | 16.5 |  |  |  | 16.5
016101024L3 | 15.0492 |  |  | 14.7541 | 15.0492
016101025L3 | 18.75 |  |  |  | 18.75
016101020L4 | 20 |  |  |  | 20
016101022L4 | 22 |  |  |  | 22
016101024L4 | 24 |  |  |  | 24
016101025L4 | 25 |  |  |  | 25
016101020L5 | 25 |  |  |  | 25
016101022L5 | 27.5 |  |  |  | 27.5
016101024L5 | 30 |  |  |  | 30
016101025L5 | 31.25 |  |  |  | 31.25
016101022L6 | 33 |  |  |  | 33
016101024L6 | 36 |  |  |  | 36
016101025L6 | 37.5 |  |  |  | 37.5
016101020L8 | 40 |  |  |  | 40
016101024L7 | 42 |  |  |  | 42
016101025L7 | 43.75 |  |  |  | 43.75
016101022L8 | 44 |  |  |  | 44
016101015L24 | 90 |  |  |  | 90
016101016L24 | 96 |  |  |  | 96
016101018L24 | 108 |  |  |  | 108
016101020L24 | 120 |  |  |  | 120
016101022L24 | 132 |  |  |  | 132
016101024L24 | 144 |  |  |  | 144
016101025L24 | 150 |  |  |  | 150
016101215L2 | 9 |  |  |  | 9
016101216L2 | 9.6 |  |  |  | 9.6
016101218L2 | 10.8 |  |  |  | 10.8
016101220L2 | 8.9622 |  |  | 8.7865 | 8.9622
016101222L2 | 10.0226 |  |  | 9.8261 | 10.0226
016101224L2 | 10.1184 | 10.1184 | 0% | 9.92 | 10.1184
016101225L2 | 10.1184 |  |  | 9.92 | 10.1184
016101218L3 | 13.428 |  |  | 13.1647 | 13.428
016101220L3 | 18 |  |  |  | 18
016101222L3 | 15.0492 |  |  | 14.7541 | 15.0492
016101224L3 | 15.1776 | 15.1776 | 0% | 14.88 | 15.1776
016101225L3 | 22.5 |  |  |  | 22.5
016101220L4 | 24 |  |  |  | 24
016101222L4 | 20.0656 |  |  | 19.6721 | 20.0656
016101224L4 | 28.8 |  |  |  | 28.8
016101225L4 | 30 |  |  |  | 30
016101220L5 | 30 |  |  |  | 30
016101222L5 | 33 |  |  |  | 33
016101224L5 | 36 |  |  |  | 36
016101225L5 | 25.296 |  |  | 24.8 | 25.296
016101222L6 | 39.6 |  |  |  | 39.6
016101224L6 | 43.2 |  |  |  | 43.2
016101225L6 | 45 |  |  |  | 45
016101220L8 | 48 |  |  |  | 48
016101224L7 | 50.4 |  |  |  | 50.4
016101225L7 | 52.5 |  |  |  | 52.5
016101222L8 | 52.8 |  |  |  | 52.8
016101212L24 | 86.4 |  |  |  | 86.4
016101215L24 | 108 |  |  |  | 108
016101216L24 | 115.2 |  |  |  | 115.2
016101218L24 | 129.6 |  |  |  | 129.6
016101220L24 | 107.465 |  |  | 105.3578 | 107.465
016101222L24 | 158.4 |  |  |  | 158.4
016101224L24 | 121.4208 |  |  | 119.04 | 121.4208
016101225L24 | 180 |  |  |  | 180
016101415L2 | 10.0226 | 10.0226 | 0% | 9.8261 | 10.0226
016101416L2 | 11.2 |  |  |  | 11.2
016101418L2 | 12.6 |  |  |  | 12.6
016101420L2 | 14 |  |  |  | 14
016101422L2 | 15.4 |  |  |  | 15.4
016101424L2 | 16.8 |  |  |  | 16.8
016101425L2 | 17.5 |  |  |  | 17.5
016101418L3 | 18.9 |  |  |  | 18.9
016101420L3 | 21 |  |  |  | 21
016101422L3 | 23.1 |  |  |  | 23.1
016101424L3 | 25.2 |  |  |  | 25.2
016101425L3 | 26.25 |  |  |  | 26.25
016101420L4 | 28 |  |  |  | 28
016101422L4 | 30.8 |  |  |  | 30.8
016101424L4 | 33.6 |  |  |  | 33.6
016101425L4 | 35 |  |  |  | 35
016101420L5 | 35 |  |  |  | 35
016101422L5 | 38.5 |  |  |  | 38.5
016101424L5 | 42 |  |  |  | 42
016101425L5 | 43.75 |  |  |  | 43.75
016101422L6 | 46.2 |  |  |  | 46.2
016101424L6 | 50.4 |  |  |  | 50.4
016101425L6 | 52.5 |  |  |  | 52.5
016101420L8 | 56 |  |  |  | 56
016101424L7 | 58.8 |  |  |  | 58.8
016101425L7 | 61.25 |  |  |  | 61.25
016101422L8 | 61.6 |  |  |  | 61.6
016101415L24 | 126 |  |  |  | 126
016101416L24 | 134.4 |  |  |  | 134.4
016101418L24 | 151.2 |  |  |  | 151.2
016101420L24 | 168 |  |  |  | 168
016101422L24 | 132.8936 | 132.8936 | 0% | 130.2879 | 132.8936
016101424L24 | 132.8936 | 132.89 | -0.002725% | 130.2879 | 132.8936
016101425L24 | 213.4848 |  |  | 209.2988 | 213.4848
016101615L2 | 8.16 |  |  |  | 8.16
016101616L2 | 8.704 |  |  |  | 8.704
016101618L2 | 9.792 |  |  |  | 9.792
016101620L2 | 12.7184 |  |  | 12.469 | 12.7184
016101622L2 | 11.0728 |  |  | 10.8557 | 11.0728
016101624L2 | 13.056 |  |  |  | 13.056
016101625L2 | 11.0728 |  |  | 10.8557 | 11.0728
016101618L3 | 14.688 |  |  |  | 14.688
016101620L3 | 15.0858 | 15.0858 | 0% | 14.79 | 15.0858
016101622L3 | 17.952 |  |  |  | 17.952
016101624L3 | 19.584 |  |  |  | 19.584
016101625L3 | 16.6092 |  |  | 16.2835 | 16.6092
016101620L4 | 20.1144 | 20.1144 | 0% | 19.72 | 20.1144
016101622L4 | 22.1455 | 22.1455 | 0% | 21.7113 | 22.1455
016101624L4 | 22.1455 | 22.1455 | 0% | 21.7113 | 22.1455
016101625L4 | 27.2 |  |  |  | 27.2
016101620L5 | 27.2 |  |  |  | 27.2
016101622L5 | 27.6921 | 27.6921 | 0% | 27.1491 | 27.6921
016101624L5 | 32.64 |  |  |  | 32.64
016101625L5 | 34 |  |  |  | 34
016101622L6 | 35.904 |  |  |  | 35.904
016101624L6 | 39.168 |  |  |  | 39.168
016101625L6 | 40.8 |  |  |  | 40.8
016101620L8 | 43.52 |  |  |  | 43.52
016101624L7 | 45.696 |  |  |  | 45.696
016101625L7 | 47.6 |  |  |  | 47.6
016101622L8 | 47.872 |  |  |  | 47.872
016101615L24 | 97.92 |  |  |  | 97.92
016101616L24 | 121.4208 | 121.4208 | 0% | 119.04 | 121.4208
016101618L24 | 117.504 |  |  |  | 117.504
016101620L24 | 121.4208 | 121.42 | -0.0006589% | 119.04 | 121.4208
016101622L24 | 143.616 |  |  |  | 143.616
016101624L24 | 132.8936 | 132.8936 | 0% | 130.2879 | 132.8936
016101625L24 | 132.8936 | 132.8936 | 0% | 130.2879 | 132.8936
016101815L2 | 9.18 |  |  |  | 9.18
016101816L2 | 10.0226 |  |  | 9.8261 | 10.0226
016101818L2 | 11.016 |  |  |  | 11.016
016101820L2 | 12.24 |  |  |  | 12.24
016101822L2 | 13.464 |  |  |  | 13.464
016101824L2 | 14.688 |  |  |  | 14.688
016101825L2 | 15.3 |  |  |  | 15.3
016101818L3 | 16.524 |  |  |  | 16.524
016101820L3 | 18.36 |  |  |  | 18.36
016101822L3 | 20.196 |  |  |  | 20.196
016101824L3 | 22.032 |  |  |  | 22.032
016101825L3 | 22.95 |  |  |  | 22.95
016101820L4 | 22.1455 |  |  | 21.7113 | 22.1455
016101822L4 | 26.928 |  |  |  | 26.928
016101824L4 | 29.376 |  |  |  | 29.376
016101825L4 | 30.6 |  |  |  | 30.6
016101820L5 | 30.6 |  |  |  | 30.6
016101822L5 | 33.66 |  |  |  | 33.66
016101824L5 | 36.72 |  |  |  | 36.72
016101825L5 | 38.25 |  |  |  | 38.25
016101822L6 | 40.392 |  |  |  | 40.392
016101824L6 | 44.064 |  |  |  | 44.064
016101825L6 | 45.9 |  |  |  | 45.9
016101820L8 | 48.96 |  |  |  | 48.96
016101824L7 | 51.408 |  |  |  | 51.408
016101825L7 | 53.55 |  |  |  | 53.55
016101822L8 | 53.856 |  |  |  | 53.856
016101815L24 | 110.16 |  |  |  | 110.16
016101816L24 | 117.504 |  |  |  | 117.504
016101818L24 | 132.8936 |  |  | 130.2879 | 132.8936
016101820L24 | 132.8936 | 132.89 | -0.002725% | 130.2879 | 132.8936
016101822L24 | 161.568 |  |  |  | 161.568
016101824L24 | 152.2656 | 152.2656 | 0% | 149.28 | 152.2656
016101825L24 | 152.2656 |  |  | 149.28 | 152.2656
016102015L2 | 11.3424 | 11.3424 | 0% | 11.12 | 11.3424
016102016L2 | 11.3424 |  |  | 11.12 | 11.3424
016102018L2 | 15.2739 | 15.2739 | 0% | 14.9744 | 15.2739
016102020L2 | 11.0728 | 11.0728 | 0% | 10.8557 | 11.0728
016102022L2 | 12.6888 | 12.6888 | 0% | 12.44 | 12.6888
016102024L2 | 16.32 |  |  |  | 16.32
016102025L2 | 12.6888 | 12.6888 | 0% | 12.44 | 12.6888
016102018L3 | 18.36 |  |  |  | 18.36
016102020L3 | 16.6092 | 16.6092 | 0% | 16.2835 | 16.6092
016102022L3 | 19.0332 |  |  | 18.66 | 19.0332
016102024L3 | 19.0332 |  |  | 18.66 | 19.0332
016102025L3 | 19.0332 | 19.0332 | 0% | 18.66 | 19.0332
016102020L4 | 22.7256 | 22.73 | 0.01936% | 22.28 | 22.7256
016102022L4 | 25.3776 | 25.3776 | 0% | 24.88 | 25.3776
016102024L4 | 25.3776 | 25.3776 | 0% | 24.88 | 25.3776
016102025L4 | 25.3776 | 25.3776 | 0% | 24.88 | 25.3776
016102020L5 | 27.6921 | 27.6921 | 0% | 27.1491 | 27.6921
016102022L5 | 31.722 | 31.722 | 0% | 31.1 | 31.722
016102024L5 | 31.722 |  |  | 31.1 | 31.722
016102025L5 | 31.722 |  |  | 31.1 | 31.722
016102022L6 | 38.0664 | 38.0664 | 0% | 37.32 | 38.0664
016102024L6 | 38.0664 |  |  | 37.32 | 38.0664
016102025L6 | 38.0664 | 38.0664 | 0% | 37.32 | 38.0664
016102020L8 | 54.4 |  |  |  | 54.4
016102024L7 | 57.12 |  |  |  | 57.12
016102025L7 | 59.5 |  |  |  | 59.5
016102022L8 | 59.84 |  |  |  | 59.84
016102015L24 | 122.4 |  |  |  | 122.4
016102016L24 | 130.56 |  |  |  | 130.56
016102018L24 | 146.88 |  |  |  | 146.88
016102020L24 | 132.8936 | 132.89 | -0.002725% | 130.2879 | 132.8936
016102022L24 | 152.2656 |  |  | 149.28 | 152.2656
016102024L24 | 152.2656 | 152.27 | 0.00289% | 149.28 | 152.2656
016102025L24 | 152.2656 | 152.27 | 0.00289% | 149.28 | 152.2656
016102415L2 | 12.24 |  |  |  | 12.24
016102416L2 | 13.056 |  |  |  | 13.056
016102418L2 | 12.6531 | 12.6531 | 0% | 12.405 | 12.6531
016102420L2 | 12.6531 | 12.6531 | 0% | 12.405 | 12.6531
016102422L2 | 13.9536 |  |  | 13.68 | 13.9536
016102424L2 | 13.9536 | 13.9536 | 0% | 13.68 | 13.9536
016102425L2 | 20.4 |  |  |  | 20.4
016102418L3 | 18.9848 | 18.9848 | 0% | 18.6126 | 18.9848
016102420L3 | 18.9848 |  |  | 18.6126 | 18.9848
016102422L3 | 20.9322 | 20.9322 | 0% | 20.5218 | 20.9322
016102424L3 | 20.9322 | 20.9322 | 0% | 20.5218 | 20.9322
016102425L3 | 21.8209 |  |  | 21.393 | 21.8209
016102420L4 | 25.3165 | 25.3165 | 0% | 24.8201 | 25.3165
016102422L4 | 27.9072 | 27.9072 | 0% | 27.36 | 27.9072
016102424L4 | 27.9072 | 27.9072 | 0% | 27.36 | 27.9072
016102425L4 | 40.8 |  |  |  | 40.8
016102420L5 | 40.8 |  |  |  | 40.8
016102422L5 | 34.9108 |  |  | 34.2263 | 34.9108
016102424L5 | 34.9108 |  |  | 34.2263 | 34.9108
016102425L5 | 51 |  |  |  | 51
016102422L6 | 41.8608 |  |  | 41.04 | 41.8608
016102424L6 | 41.8608 | 41.8608 | 0% | 41.04 | 41.8608
016102425L6 | 61.2 |  |  |  | 61.2
016102420L8 | 65.28 |  |  |  | 65.28
016102424L7 | 48.8376 | 48.8376 | 0% | 47.88 | 48.8376
016102425L7 | 71.4 |  |  |  | 71.4
016102422L8 | 71.808 |  |  |  | 71.808
016102415L24 | 146.88 |  |  |  | 146.88
016102416L24 | 156.672 |  |  |  | 156.672
016102418L24 | 176.256 |  |  |  | 176.256
016102420L24 | 151.8784 |  |  | 148.9004 | 151.8784
016102422L24 | 215.424 |  |  |  | 215.424
016102424L24 | 167.4476 | 167.45 | 0.001437% | 164.1643 | 167.4476
016102425L24 | 244.8 |  |  |  | 244.8
016102515L2 | 11.0728 |  |  | 10.8557 | 11.0728
016102516L2 | 11.0728 |  |  | 10.8557 | 11.0728
016102518L2 | 15.3 |  |  |  | 15.3
016102520L2 | 12.6531 | 12.6531 | 0% | 12.405 | 12.6531
016102522L2 | 14.5496 |  |  | 14.2643 | 14.5496
016102524L2 | 14.5496 |  |  | 14.2643 | 14.5496
016102525L2 | 14.5496 | 14.5496 | 0% | 14.2643 | 14.5496
016102518L3 | 18.9848 | 18.9848 | 0% | 18.6126 | 18.9848
016102520L3 | 18.9848 | 18.9848 | 0% | 18.6126 | 18.9848
016102522L3 | 21.8193 | 21.8193 | 0% | 21.3914 | 21.8193
016102524L3 | 21.8178 |  |  | 21.39 | 21.8178
016102525L3 | 21.8193 |  |  | 21.3914 | 21.8193
016102520L4 | 25.3165 | 25.3165 | 0% | 24.8201 | 25.3165
016102522L4 | 37.4 |  |  |  | 37.4
016102524L4 | 29.0904 | 29.0904 | 0% | 28.52 | 29.0904
016102525L4 | 29.089 | 29.089 | 0% | 28.5186 | 29.089
016102520L5 | 31.6379 |  |  | 31.0176 | 31.6379
016102522L5 | 36.3688 | 36.3688 | 0% | 35.6557 | 36.3688
016102524L5 | 36.363 | 36.363 | 0% | 35.65 | 36.363
016102525L5 | 36.3688 | 36.3688 | 0% | 35.6557 | 36.3688
016102522L6 | 43.6487 | 43.6487 | 0% | 42.7929 | 43.6487
016102524L6 | 43.6356 |  |  | 42.78 | 43.6356
016102525L6 | 43.6487 | 43.6487 | 0% | 42.7929 | 43.6487
016102520L8 | 50.6227 | 50.6227 | 0% | 49.6301 | 50.6227
016102524L7 | 50.9082 | 50.9082 | 0% | 49.91 | 50.9082
016102525L7 | 74.375 |  |  |  | 74.375
016102522L8 | 74.8 |  |  |  | 74.8
016102515L24 | 153 |  |  |  | 153
016102516L24 | 163.2 |  |  |  | 163.2
016102518L24 | 183.6 |  |  |  | 183.6
016102520L24 | 151.8784 | 151.8784 | 0% | 148.9004 | 151.8784
016102522L24 | 224.4 |  |  |  | 224.4
016102524L24 | 244.8 |  |  |  | 244.8
016102525L24 | 174.5643 | 174.5643 | 0% | 171.1415 | 174.5643
016151020 | 6.3242 |  |  | 6.14 | 6.3242
016151212 | 4.5508 |  |  | 4.4182 | 4.5508
016151216 | 4.5066 |  |  | 4.4182 | 4.5066
016151220 | 4.5066 |  |  | 4.4182 | 4.5066
016151224 | 5.1184 | 5.1184 | 0% | 5.018 | 5.1184
016151225 | 8.3022 |  |  |  | 8.3022
016151416 | 6.199 |  |  |  | 6.199
016151420 | 5.1184 |  |  | 5.018 | 5.1184
016151425 | 6.036 |  |  | 5.9176 | 6.036
016151430 | 8.422 |  |  | 8.1767 | 8.422
016151520 | 5.1184 |  |  | 5.018 | 5.1184
016151525 | 10.3777 |  |  |  | 10.3777
016151530 | 12.4533 |  |  |  | 12.4533
016151616 | 3.7867 |  |  | 3.79 | 3.7867
016151618 | 4.4539 |  |  |  | 4.4539
016151620 | 6.1384 |  |  | 6.018 | 6.1384
016151622 | 5.4437 |  |  |  | 5.4437
016151624 | 5.9385 |  |  |  | 5.9385
016151625 | 5.9167 | 5.9167 | 0% | 5.92 | 5.9167
016151630 | 8.3403 |  |  | 8.1767 | 8.3403
016151820 | 6.036 | 6.036 | 0% | 5.9176 | 6.036
016151822 | 6.1241 |  |  |  | 6.1241
016151824 | 6.8517 | 6.8517 | 0% | 6.7173 | 6.8517
016151825 | 8.2765 |  |  | 8.1142 | 8.2765
016152020 | 6.04 | 6.04 | 0% | 5.9176 | 6.04
016152022 | 6.8517 |  |  | 6.7173 | 6.8517
016152024 | 6.8517 | 6.8517 | 0% | 6.7173 | 6.8517
016152025 | 6.8517 | 6.85 | -0.02421% | 6.7173 | 6.8517
016152030 | 9.2069 |  |  | 9.0264 | 9.2069
016152422 | 8.1655 |  |  |  | 8.1655
016152424 | 7.6265 | 7.63 | 0.04524% | 7.477 | 7.6265
016152430 | 10.1826 |  |  | 9.886 | 10.1826
016152522 | 8.5057 |  |  |  | 8.5057
016152524 | 9.279 |  |  |  | 9.279
016152525 | 7.9834 |  |  | 7.8269 | 7.9834
016151015L2 | 8.3022 |  |  |  | 8.3022
016151016L2 | 8.8557 |  |  |  | 8.8557
016151018L2 | 9.9626 |  |  |  | 9.9626
016151020L2 | 11.0696 |  |  |  | 11.0696
016151022L2 | 11.2373 |  |  | 10.91 | 11.2373
016151024L2 | 13.2835 |  |  |  | 13.2835
016151025L2 | 13.837 |  |  |  | 13.837
016151018L3 | 14.9439 |  |  |  | 14.9439
016151020L3 | 18.7884 |  |  | 18.42 | 18.7884
016151022L3 | 18.2648 |  |  |  | 18.2648
016151024L3 | 19.9252 |  |  |  | 19.9252
016151025L3 | 20.7554 |  |  |  | 20.7554
016151020L4 | 25.0471 |  |  | 24.556 | 25.0471
016151022L4 | 24.353 |  |  |  | 24.353
016151024L4 | 26.567 |  |  |  | 26.567
016151025L4 | 27.6739 |  |  |  | 27.6739
016151020L5 | 27.6739 |  |  |  | 27.6739
016151022L5 | 30.4413 |  |  |  | 30.4413
016151024L5 | 33.2087 |  |  |  | 33.2087
016151025L5 | 34.5924 |  |  |  | 34.5924
016151022L6 | 36.5296 |  |  |  | 36.5296
016151024L6 | 39.8504 |  |  |  | 39.8504
016151025L6 | 41.5109 |  |  |  | 41.5109
016151020L8 | 44.2783 |  |  |  | 44.2783
016151024L7 | 46.4922 |  |  |  | 46.4922
016151025L7 | 48.4294 |  |  |  | 48.4294
016151022L8 | 48.7061 |  |  |  | 48.7061
016151015L24 | 99.6261 |  |  |  | 99.6261
016151016L24 | 106.2679 |  |  |  | 106.2679
016151018L24 | 119.5513 |  |  |  | 119.5513
016151020L24 | 132.8348 |  |  |  | 132.8348
016151022L24 | 146.1183 |  |  |  | 146.1183
016151024L24 | 159.4018 |  |  |  | 159.4018
016151025L24 | 166.0435 |  |  |  | 166.0435
016151215L2 | 9.8022 |  |  | 9.61 | 9.8022
016151216L2 | 10.6268 |  |  |  | 10.6268
016151218L2 | 11.9551 |  |  |  | 11.9551
016151220L2 | 13.2835 |  |  |  | 13.2835
016151222L2 | 14.6118 |  |  |  | 14.6118
016151224L2 | 15.9402 |  |  |  | 15.9402
016151225L2 | 11.1282 |  |  | 10.91 | 11.1282
016151218L3 | 13.5096 |  |  | 13.2447 | 13.5096
016151220L3 | 13.5096 |  |  | 13.2447 | 13.5096
016151222L3 | 15.3449 |  |  | 15.044 | 15.3449
016151224L3 | 15.3449 | 15.3449 | 0% | 15.044 | 15.3449
016151225L3 | 24.9065 |  |  |  | 24.9065
016151220L4 | 18.0264 |  |  | 17.6729 | 18.0264
016151222L4 | 33.252 |  |  | 32.6 | 33.252
016151224L4 | 20.453 |  |  | 20.052 | 20.453
016151225L4 | 33.2087 |  |  |  | 33.2087
016151220L5 | 33.2087 |  |  |  | 33.2087
016151222L5 | 25.5816 | 25.5816 | 0% | 25.08 | 25.5816
016151224L5 | 39.8504 |  |  |  | 39.8504
016151225L5 | 41.5109 |  |  |  | 41.5109
016151222L6 | 43.8355 |  |  |  | 43.8355
016151224L6 | 30.6897 |  |  | 30.088 | 30.6897
016151225L6 | 49.8131 |  |  |  | 49.8131
016151220L8 | 53.1339 |  |  |  | 53.1339
016151224L7 | 55.7906 |  |  |  | 55.7906
016151225L7 | 58.1152 |  |  |  | 58.1152
016151222L8 | 58.4473 |  |  |  | 58.4473
016151212L24 | 95.6411 |  |  |  | 95.6411
016151215L24 | 119.5513 |  |  |  | 119.5513
016151216L24 | 127.5214 |  |  |  | 127.5214
016151218L24 | 143.4616 |  |  |  | 143.4616
016151220L24 | 108.1379 |  |  | 106.0176 | 108.1379
016151222L24 | 175.342 |  |  |  | 175.342
016151224L24 | 122.7079 | 122.7079 | 0% | 120.3019 | 122.7079
016151225L24 | 199.2522 |  |  |  | 199.2522
016151415L2 | 11.623 |  |  |  | 11.623
016151416L2 | 12.3979 |  |  |  | 12.3979
016151418L2 | 13.9477 |  |  |  | 13.9477
016151420L2 | 15.4974 |  |  |  | 15.4974
016151422L2 | 17.0471 |  |  |  | 17.0471
016151424L2 | 12.1026 |  |  | 11.8653 | 12.1026
016151425L2 | 12.1026 |  |  | 11.8653 | 12.1026
016151418L3 | 20.9215 |  |  |  | 20.9215
016151420L3 | 23.2461 |  |  |  | 23.2461
016151422L3 | 18.1385 |  |  | 17.7829 | 18.1385
016151424L3 | 27.8953 |  |  |  | 27.8953
016151425L3 | 18.1385 |  |  | 17.7829 | 18.1385
016151420L4 | 20.453 |  |  | 20.052 | 20.453
016151422L4 | 34.0943 |  |  |  | 34.0943
016151424L4 | 37.1937 |  |  |  | 37.1937
016151425L4 | 38.7435 |  |  |  | 38.7435
016151420L5 | 38.7435 |  |  |  | 38.7435
016151422L5 | 42.6178 |  |  |  | 42.6178
016151424L5 | 46.4922 |  |  |  | 46.4922
016151425L5 | 48.4294 |  |  |  | 48.4294
016151422L6 | 51.1414 |  |  |  | 51.1414
016151424L6 | 55.7906 |  |  |  | 55.7906
016151425L6 | 58.1152 |  |  |  | 58.1152
016151420L8 | 61.9896 |  |  |  | 61.9896
016151424L7 | 65.0891 |  |  |  | 65.0891
016151425L7 | 67.8011 |  |  |  | 67.8011
016151422L8 | 68.1885 |  |  |  | 68.1885
016151415L24 | 139.4766 |  |  |  | 139.4766
016151416L24 | 148.775 |  |  |  | 148.775
016151418L24 | 167.3719 |  |  |  | 167.3719
016151420L24 | 185.9687 |  |  |  | 185.9687
016151422L24 | 204.5656 |  |  |  | 204.5656
016151424L24 | 223.1625 |  |  |  | 223.1625
016151425L24 | 232.4609 |  |  |  | 232.4609
016151615L2 | 12.2767 |  |  | 12.036 | 12.2767
016151616L2 | 8.8913 |  |  | 16.3 | 8.8913
016151618L2 | 49.1068 |  |  | 48.1439 | 49.1068
016151620L2 | 12.2767 |  |  | 12.036 | 12.2767
016151622L2 | 12.1026 |  |  | 11.8653 | 12.1026
016151624L2 | 12.1026 | 12.1026 | 0% | 11.8653 | 12.1026
016151625L2 | 12.1026 | 12.1026 | 0% | 11.8653 | 12.1026
016151618L3 | 18.4151 |  |  | 18.054 | 18.4151
016151620L3 | 18.4151 | 18.4151 | 0% | 18.054 | 18.4151
016151622L3 | 18.1385 |  |  | 17.7829 | 18.1385
016151624L3 | 18.1385 |  |  | 17.7829 | 18.1385
016151625L3 | 18.1385 | 18.1385 | 0% | 17.7829 | 18.1385
016151620L4 | 24.5534 |  |  | 24.072 | 24.5534
016151622L4 | 24.1745 | 24.1745 | 0% | 23.7005 | 24.1745
016151624L4 | 24.1745 |  |  | 23.7005 | 24.1745
016151625L4 | 24.1745 |  |  | 23.7005 | 24.1745
016151620L5 | 27.7853 |  |  |  | 27.7853
016151622L5 | 30.2207 | 30.2207 | 0% | 29.6281 | 30.2207
016151624L5 | 30.2207 |  |  | 29.6281 | 30.2207
016151625L5 | 34.7316 |  |  |  | 34.7316
016151622L6 | 36.6766 |  |  |  | 36.6766
016151624L6 | 40.0108 |  |  |  | 40.0108
016151625L6 | 41.6779 |  |  |  | 41.6779
016151620L8 | 44.4564 |  |  |  | 44.4564
016151624L7 | 46.6793 |  |  |  | 46.6793
016151625L7 | 48.6242 |  |  |  | 48.6242
016151622L8 | 48.9021 |  |  |  | 48.9021
016151615L24 | 100.027 |  |  |  | 100.027
016151616L24 | 30.6918 |  |  | 30.09 | 30.6918
016151618L24 | 120.0324 |  |  |  | 120.0324
016151620L24 | 147.3204 | 147.32 | -0.0003015% | 144.4318 | 147.3204
016151622L24 | 146.7062 |  |  |  | 146.7062
016151624L24 | 145.0879 |  |  | 142.2431 | 145.0879
016151625L24 | 61.4448 | 61.44 | -0.007813% | 142.2431 | 61.4448
016151815L2 | 9.3775 |  |  |  | 9.3775
016151816L2 | 10.0027 |  |  |  | 10.0027
016151818L2 | 11.253 |  |  |  | 11.253
016151820L2 | 12.5034 |  |  |  | 12.5034
016151822L2 | 13.7537 |  |  |  | 13.7537
016151824L2 | 15.004 |  |  |  | 15.004
016151825L2 | 15.6292 |  |  |  | 15.6292
016151818L3 | 16.8796 |  |  | 24.45 | 16.8796
016151820L3 | 18.7551 |  |  |  | 18.7551
016151822L3 | 20.6306 |  |  |  | 20.6306
016151824L3 | 22.5061 |  |  |  | 22.5061
016151825L3 | 23.4438 |  |  |  | 23.4438
016151820L4 | 25.0067 |  |  |  | 25.0067
016151822L4 | 27.5074 |  |  |  | 27.5074
016151824L4 | 30.0081 |  |  | 42.04 | 30.0081
016151825L4 | 31.2584 |  |  |  | 31.2584
016151820L5 | 31.2584 |  |  |  | 31.2584
016151822L5 | 34.3843 |  |  |  | 34.3843
016151824L5 | 37.5101 |  |  |  | 37.5101
016151825L5 | 39.073 |  |  |  | 39.073
016151822L6 | 41.2611 |  |  |  | 41.2611
016151824L6 | 45.0121 |  |  |  | 45.0121
016151825L6 | 46.8876 |  |  |  | 46.8876
016151820L8 | 50.0135 |  |  |  | 50.0135
016151824L7 | 52.5142 |  |  |  | 52.5142
016151825L7 | 54.7022 |  |  |  | 54.7022
016151822L8 | 55.0148 |  |  |  | 55.0148
016151815L24 | 112.5303 |  |  |  | 112.5303
016151816L24 | 120.0324 |  |  |  | 120.0324
016151818L24 | 135.0364 |  |  |  | 135.0364
016151820L24 | 150.0405 |  |  |  | 150.0405
016151822L24 | 165.0445 |  |  |  | 165.0445
016151824L24 | 164.424 |  |  | 161.2 | 164.424
016151825L24 | 187.5506 |  |  |  | 187.5506
016152015L2 | 10.2367 |  |  | 10.036 | 10.2367
016152016L2 | 10.2367 |  |  | 10.036 | 10.2367
016152018L2 | 12.1026 |  |  | 11.8653 | 12.1026
016152020L2 | 12.1026 | 12.1026 | 0% | 11.8653 | 12.1026
016152022L2 | 13.7237 | 13.7237 | 0% | 13.4546 | 13.7237
016152024L2 | 13.7237 | 13.7237 | 0% | 13.4546 | 13.7237
016152025L2 | 13.7237 |  |  | 13.4546 | 13.7237
016152018L3 | 18.1385 | 18.1385 | 0% | 17.7829 | 18.1385
016152020L3 | 18.1385 | 18.1385 | 0% | 17.7829 | 18.1385
016152022L3 | 20.553 |  |  | 20.15 | 20.553
016152024L3 | 20.5346 |  |  | 20.1319 | 20.5346
016152025L3 | 20.5346 |  |  | 20.1319 | 20.5346
016152020L4 | 24.1808 | 24.18 | -0.003449% | 23.7067 | 24.1808
016152022L4 | 27.3964 |  |  | 26.8593 | 27.3964
016152024L4 | 27.3964 |  |  | 26.8593 | 27.3964
016152025L4 | 27.3964 | 27.4 | 0.013% | 26.8593 | 27.3964
016152020L5 | 34.7316 |  |  |  | 34.7316
016152022L5 | 34.2583 | 34.2583 | 0% | 33.5866 | 34.2583
016152024L5 | 38.1582 | 38.1582 | 0% | 37.41 | 38.1582
016152025L5 | 43.4145 |  |  |  | 43.4145
016152022L6 | 41.1099 |  |  | 40.3039 | 41.1099
016152024L6 | 41.1099 | 41.1099 | 0% | 40.3039 | 41.1099
016152025L6 | 52.0974 |  |  |  | 52.0974
016152020L8 | 55.5705 |  |  |  | 55.5705
016152024L7 | 58.3491 |  |  |  | 58.3491
016152025L7 | 47.9514 |  |  | 47.0112 | 47.9514
016152022L8 | 61.1276 |  |  |  | 61.1276
016152015L24 | 125.0337 |  |  |  | 125.0337
016152016L24 | 133.3693 |  |  |  | 133.3693
016152018L24 | 145.2276 |  |  | 142.38 | 145.2276
016152020L24 | 61.4448 | 61.44 | -0.007813% | 142.2431 | 61.4448
016152022L24 | 183.3828 |  |  |  | 183.3828
016152024L24 | 164.4194 |  |  | 161.1955 | 164.4194
016152025L24 | 183.1614 | 183.16 | -0.0007644% | 179.57 | 183.1614
016152415L2 | 12.5034 |  |  |  | 12.5034
016152416L2 | 12.1026 |  |  | 11.8653 | 12.1026
016152418L2 | 13.7237 |  |  | 13.4546 | 13.7237
016152420L2 | 13.7237 | 13.7237 | 0% | 13.4546 | 13.7237
016152422L2 | 15.2633 |  |  | 14.964 | 15.2633
016152424L2 | 15.2633 | 15.2633 | 0% | 14.964 | 15.2633
016152425L2 | 20.839 |  |  |  | 20.839
016152418L3 | 22.5061 |  |  |  | 22.5061
016152420L3 | 20.5346 | 20.5346 | 0% | 20.1319 | 20.5346
016152422L3 | 22.8898 |  |  | 22.441 | 22.8898
016152424L3 | 22.8898 | 22.8898 | 0% | 22.441 | 22.8898
016152425L3 | 24.888 |  |  | 24.4 | 24.888
016152420L4 | 27.3964 | 27.3964 | 0% | 26.8593 | 27.3964
016152422L4 | 30.5062 | 30.5062 | 0% | 29.908 | 30.5062
016152424L4 | 30.5062 |  |  | 29.908 | 30.5062
016152425L4 | 30.5062 |  |  | 29.908 | 30.5062
016152420L5 | 34.2583 | 34.2583 | 0% | 33.5866 | 34.2583
016152422L5 | 38.1327 | 38.1327 | 0% | 37.385 | 38.1327
016152424L5 | 38.1327 |  |  | 37.385 | 38.1327
016152425L5 | 52.0974 |  |  |  | 52.0974
016152422L6 | 45.7593 |  |  | 44.862 | 45.7593
016152424L6 | 45.7593 |  |  | 44.862 | 45.7593
016152425L6 | 62.5169 |  |  |  | 62.5169
016152420L8 | 58.8546 |  |  |  | 58.8546
016152424L7 | 70.0189 |  |  |  | 70.0189
016152425L7 | 72.9363 |  |  |  | 72.9363
016152422L8 | 73.3531 |  |  |  | 73.3531
016152415L24 | 150.0405 |  |  |  | 150.0405
016152416L24 | 160.0431 |  |  |  | 160.0431
016152418L24 | 164.4194 |  |  | 161.1955 | 164.4194
016152420L24 | 164.4194 | 164.4194 | 0% | 161.1955 | 164.4194
016152422L24 | 183.1594 | 183.1594 | 0% | 179.568 | 183.1594
016152424L24 | 183.0575 | 183.0575 | 0% | 179.4682 | 183.0575
016152425L24 | 250.0674 |  |  |  | 250.0674
016152515L2 | 13.0243 |  |  |  | 13.0243
016152516L2 | 14.6588 |  |  | 14.3714 | 14.6588
016152518L2 | 15.6292 |  |  |  | 15.6292
016152520L2 | 13.7237 |  |  | 13.4546 | 13.7237
016152522L2 | 15.9566 |  |  | 15.6437 | 15.9566
016152524L2 | 15.9566 |  |  | 15.6437 | 15.9566
016152525L2 | 15.9566 |  |  | 15.6437 | 15.9566
016152518L3 | 20.5346 | 20.5346 | 0% | 20.1319 | 20.5346
016152520L3 | 20.5346 | 20.5346 | 0% | 20.1319 | 20.5346
016152522L3 | 23.94 |  |  | 23.4706 | 23.94
016152524L3 | 23.94 |  |  | 23.4706 | 23.94
016152525L3 | 23.94 |  |  | 23.4706 | 23.94
016152520L4 | 27.3964 | 27.4 | 0.013% | 26.8593 | 27.3964
016152522L4 | 31.9234 | 31.9234 | 0% | 31.2975 | 31.9234
016152524L4 | 31.9234 |  |  | 31.2975 | 31.9234
016152525L4 | 31.9234 | 31.9234 | 0% | 31.2975 | 31.9234
016152520L5 | 34.2583 |  |  | 33.5866 | 34.2583
016152522L5 | 39.9068 | 39.9068 | 0% | 39.1243 | 39.9068
016152524L5 | 39.9068 |  |  | 39.1243 | 39.9068
016152525L5 | 39.9068 |  |  | 39.1243 | 39.9068
016152522L6 | 47.8902 |  |  | 46.9512 | 47.8902
016152524L6 | 47.8902 |  |  | 46.9512 | 47.8902
016152525L6 | 47.8902 | 47.8902 | 0% | 46.9512 | 47.8902
016152520L8 | 54.8235 |  |  | 53.7485 | 54.8235
016152524L7 | 72.9363 |  |  |  | 72.9363
016152525L7 | 55.8532 | 55.8532 | 0% | 54.7581 | 55.8532
016152522L8 | 76.4095 |  |  |  | 76.4095
016152515L24 | 156.2921 |  |  |  | 156.2921
016152516L24 | 145.0879 |  |  | 142.2431 | 145.0879
016152518L24 | 164.4194 |  |  | 161.1955 | 164.4194
016152520L24 | 164.4194 | 164.42 | 0.0003613% | 161.1955 | 164.4194
016152522L24 | 229.2285 |  |  |  | 229.2285
016152524L24 | 250.0674 |  |  |  | 250.0674
016152525L24 | 191.5202 |  |  | 187.7649 | 191.5202
016351020 | 4.8802 |  |  | 4.7381 | 4.8802
016351212 | 4.8329 | 4.8329 | 0% | 4.7381 | 4.8329
016351216 | 4.8329 | 4.8329 | 0% | 4.7381 | 4.8329
016351220 | 6.58 |  |  |  | 6.58
016351224 | 5.2509 | 5.2509 | 0% | 5.1479 | 5.2509
016351225 | 8.225 |  |  |  | 8.225
016351416 | 5.2509 |  |  | 5.1479 | 5.2509
016351420 | 5.2509 | 5.2509 | 0% | 5.1479 | 5.2509
016351425 | 6.1685 | 6.17 | 0.0238% | 6.0476 | 6.1685
016351430 | 8.9622 |  |  | 8.7865 | 8.9622
016351520 | 5.2509 | 5.2509 | 0% | 5.1479 | 5.2509
016351525 | 10.2812 |  |  |  | 10.2812
016351530 | 12.3375 |  |  |  | 12.3375
016351616 | 5.2509 | 5.2509 | 0% | 5.1479 | 5.2509
016351618 | 5.2509 |  |  | 5.1479 | 5.2509
016351620 | 5.2509 | 5.25 | -0.01712% | 5.1479 | 5.2509
016351622 | 6.1685 |  |  | 6.0476 | 6.1685
016351624 | 6.1685 | 6.1685 | 0% | 6.0476 | 6.1685
016351625 | 6.1685 | 6.1685 | 0% | 6.0476 | 6.1685
016351630 | 8.9622 | 8.9622 | 0% | 8.7865 | 8.9622
016351820 | 6.1685 |  |  | 6.0476 | 6.1685
016351822 | 7.0148 | 7.0148 | 0% | 6.8772 | 7.0148
016351824 | 7.0148 |  |  | 6.8772 | 7.0148
016351825 | 7.0148 |  |  | 6.8772 | 7.0148
016352020 | 6.1685 | 6.1685 | 0% | 6.0476 | 6.1685
016352022 | 7.1625 |  |  |  | 7.1625
016352024 | 7.0148 | 7.0148 | 0% | 6.8772 | 7.0148
016352025 | 7.0148 | 7.0148 | 0% | 6.8772 | 7.0148
016352030 | 9.9512 | 9.9512 | 0% | 9.7561 | 9.9512
016352422 | 8.595 |  |  |  | 8.595
016352424 | 7.7999 | 7.8 | 0.001554% | 7.6469 | 7.7999
016352430 | 10.9912 | 10.9912 | 0% | 10.7757 | 10.9912
016352522 | 8.9531 |  |  |  | 8.9531
016352524 | 9.7671 |  |  |  | 9.7671
016352525 | 8.7787 |  |  | 8.6066 | 8.7787
016351015L2 | 9.6657 | 9.6657 | 0% | 9.4762 | 9.6657
016351016L2 | 9.6657 |  |  | 9.4762 | 9.6657
016351018L2 | 10.08 |  |  |  | 10.08
016351020L2 | 11.2 |  |  |  | 11.2
016351022L2 | 12.32 |  |  |  | 12.32
016351024L2 | 16.8606 |  |  | 16.53 | 16.8606
016351025L2 | 14 |  |  |  | 14
016351018L3 | 15.12 |  |  |  | 15.12
016351020L3 | 16.8 |  |  |  | 16.8
016351022L3 | 15.7731 |  |  | 15.4638 | 15.7731
016351024L3 | 20.16 |  |  |  | 20.16
016351025L3 | 15.7731 |  |  | 15.4638 | 15.7731
016351020L4 | 22.4 |  |  |  | 22.4
016351022L4 | 24.64 |  |  |  | 24.64
016351024L4 | 26.88 |  |  |  | 26.88
016351025L4 | 28 |  |  |  | 28
016351020L5 | 28 |  |  |  | 28
016351022L5 | 30.8 |  |  |  | 30.8
016351024L5 | 33.6 |  |  |  | 33.6
016351025L5 | 35 |  |  |  | 35
016351022L6 | 36.96 |  |  |  | 36.96
016351024L6 | 40.32 |  |  |  | 40.32
016351025L6 | 42 |  |  |  | 42
016351020L8 | 44.8 |  |  |  | 44.8
016351024L7 | 47.04 |  |  |  | 47.04
016351025L7 | 49 |  |  |  | 49
016351022L8 | 49.28 |  |  |  | 49.28
016351015L24 | 100.8 |  |  |  | 100.8
016351016L24 | 107.52 |  |  |  | 107.52
016351018L24 | 120.96 |  |  |  | 120.96
016351020L24 | 134.4 |  |  |  | 134.4
016351022L24 | 147.84 |  |  |  | 147.84
016351024L24 | 161.28 |  |  |  | 161.28
016351025L24 | 168 |  |  |  | 168
016351215L2 | 9.6657 | 9.6657 | 0% | 9.4762 | 9.6657
016351216L2 | 10.752 |  |  |  | 10.752
016351218L2 | 3.383 | 3.383 | 0% | 9.4762 | 3.383
016351220L2 | 9.6657 |  |  | 9.4762 | 9.6657
016351222L2 | 10.512 | 10.512 | 0% | 10.3059 | 10.512
016351224L2 | 10.512 | 10.512 | 0% | 10.3059 | 10.512
016351225L2 | 10.512 | 10.512 | 0% | 10.3059 | 10.512
016351218L3 | 10.512 |  |  | 10.3059 | 10.512
016351220L3 | 14.5088 | 14.5088 | 0% | 14.2243 | 14.5088
016351222L3 | 22.176 |  |  |  | 22.176
016351224L3 | 15.7731 | 15.7731 | 0% | 15.4638 | 15.7731
016351225L3 | 15.7692 | 15.7692 | 0% | 15.46 | 15.7692
016351220L4 | 19.3111 | 19.3111 | 0% | 18.9324 | 19.3111
016351222L4 | 21.024 | 21.024 | 0% | 20.6118 | 21.024
016351224L4 | 21.024 | 21.024 | 0% | 20.6118 | 21.024
016351225L4 | 33.6 |  |  |  | 33.6
016351220L5 | 33.6 |  |  |  | 33.6
016351222L5 | 26.2545 | 26.2545 | 0% | 25.7397 | 26.2545
016351224L5 | 26.265 | 26.265 | 0% | 25.75 | 26.265
016351225L5 | 26.2545 |  |  | 25.7397 | 26.2545
016351222L6 | 31.5258 |  |  | 30.9076 | 31.5258
016351224L6 | 48.384 |  |  |  | 48.384
016351225L6 | 50.4 |  |  |  | 50.4
016351220L8 | 53.76 |  |  |  | 53.76
016351224L7 | 56.448 |  |  |  | 56.448
016351225L7 | 58.8 |  |  |  | 58.8
016351222L8 | 59.136 |  |  |  | 59.136
016351212L24 | 96.768 |  |  |  | 96.768
016351215L24 | 120.96 |  |  |  | 120.96
016351216L24 | 129.024 |  |  |  | 129.024
016351218L24 | 145.152 |  |  |  | 145.152
016351220L24 | 161.28 |  |  |  | 161.28
016351222L24 | 177.408 |  |  |  | 177.408
016351224L24 | 126.072 |  |  | 123.6 | 126.072
016351225L24 | 201.6 |  |  |  | 201.6
016351415L2 | 10.512 |  |  | 10.3059 | 10.512
016351416L2 | 12.544 |  |  |  | 12.544
016351418L2 | 14.112 |  |  |  | 14.112
016351420L2 | 10.512 |  |  | 10.3059 | 10.512
016351422L2 | 17.248 |  |  |  | 17.248
016351424L2 | 12.3575 |  |  | 12.1152 | 12.3575
016351425L2 | 12.3575 |  |  | 12.1152 | 12.3575
016351418L3 | 21.168 |  |  |  | 21.168
016351420L3 | 23.52 |  |  |  | 23.52
016351422L3 | 25.872 |  |  |  | 25.872
016351424L3 | 28.224 |  |  |  | 28.224
016351425L3 | 18.5668 |  |  | 18.2027 | 18.5668
016351420L4 | 31.36 |  |  |  | 31.36
016351422L4 | 34.496 |  |  |  | 34.496
016351424L4 | 37.632 |  |  |  | 37.632
016351425L4 | 24.7557 |  |  | 24.2703 | 24.7557
016351420L5 | 39.2 |  |  |  | 39.2
016351422L5 | 43.12 |  |  |  | 43.12
016351424L5 | 47.04 |  |  |  | 47.04
016351425L5 | 30.9446 |  |  | 30.3379 | 30.9446
016351422L6 | 51.744 |  |  |  | 51.744
016351424L6 | 56.448 |  |  |  | 56.448
016351425L6 | 58.8 |  |  |  | 58.8
016351420L8 | 62.72 |  |  |  | 62.72
016351424L7 | 65.856 |  |  |  | 65.856
016351425L7 | 68.6 |  |  |  | 68.6
016351422L8 | 68.992 |  |  |  | 68.992
016351415L24 | 141.12 |  |  |  | 141.12
016351416L24 | 150.528 |  |  |  | 150.528
016351418L24 | 169.344 |  |  |  | 169.344
016351420L24 | 146.495 |  |  | 143.6225 | 146.495
016351422L24 | 206.976 |  |  |  | 206.976
016351424L24 | 225.792 |  |  |  | 225.792
016351425L24 | 235.2 |  |  |  | 235.2
016351615L2 | 10.512 | 10.512 | 0% | 10.3059 | 10.512
016351616L2 | 10.512 |  |  | 10.3059 | 10.512
016351618L2 | 10.512 |  |  | 10.3059 | 10.512
016351620L2 | 10.512 | 10.512 | 0% | 10.3059 | 10.512
016351622L2 | 12.3575 | 12.3575 | 0% | 12.1152 | 12.3575
016351624L2 | 12.3575 | 12.3575 | 0% | 12.1152 | 12.3575
016351625L2 | 12.3575 | 12.3575 | 0% | 12.1152 | 12.3575
016351618L3 | 15.7731 | 15.7731 | 0% | 15.4638 | 15.7731
016351620L3 | 15.7731 | 15.7731 | 0% | 15.4638 | 15.7731
016351622L3 | 18.5668 | 18.5668 | 0% | 18.2027 | 18.5668
016351624L3 | 18.5668 | 18.57 | 0.01739% | 18.2027 | 18.5668
016351625L3 | 18.5668 | 18.57 | 0.01739% | 18.2027 | 18.5668
016351620L4 | 21.024 | 21.024 | 0% | 20.6118 | 21.024
016351622L4 | 24.7557 | 24.76 | 0.01739% | 24.2703 | 24.7557
016351624L4 | 24.7557 | 24.76 | 0.01739% | 24.2703 | 24.7557
016351625L4 | 24.7557 |  |  | 24.2703 | 24.7557
016351620L5 | 26.2545 | 26.2545 | 0% | 25.7397 | 26.2545
016351622L5 | 30.9446 | 30.94 | -0.01492% | 30.3379 | 30.9446
016351624L5 | 30.9446 | 30.94 | -0.01492% | 30.3379 | 30.9446
016351625L5 | 32 |  |  |  | 32
016351622L6 | 37.1233 | 37.1233 | 0% | 36.3954 | 37.1233
016351624L6 | 37.1233 |  |  | 36.3954 | 37.1233
016351625L6 | 38.4 |  |  |  | 38.4
016351620L8 | 40.96 |  |  |  | 40.96
016351624L7 | 43.008 |  |  |  | 43.008
016351625L7 | 44.8 |  |  |  | 44.8
016351622L8 | 45.056 |  |  |  | 45.056
016351615L24 | 92.16 |  |  |  | 92.16
016351616L24 | 98.304 |  |  |  | 98.304
016351618L24 | 110.592 |  |  |  | 110.592
016351620L24 | 172.4808 |  |  | 169.0988 | 172.4808
016351622L24 | 172.4844 |  |  | 169.1023 | 172.4844
016351624L24 | 147.456 |  |  |  | 147.456
016351625L24 | 172.4844 |  |  | 169.1023 | 172.4844
016351815L2 | 10.512 |  |  | 10.3059 | 10.512
016351816L2 | 9.216 |  |  |  | 9.216
016351818L2 | 12.3575 | 12.3575 | 0% | 12.1152 | 12.3575
016351820L2 | 11.52 |  |  |  | 11.52
016351822L2 | 14.0296 |  |  | 13.7545 | 14.0296
016351824L2 | 14.0296 |  |  | 13.7545 | 14.0296
016351825L2 | 14.0296 |  |  | 13.7545 | 14.0296
016351818L3 | 18.5668 |  |  | 18.2027 | 18.5668
016351820L3 | 18.5668 |  |  | 18.2027 | 18.5668
016351822L3 | 19.008 |  |  |  | 19.008
016351824L3 | 20.736 |  |  |  | 20.736
016351825L3 | 21.6 |  |  |  | 21.6
016351820L4 | 23.04 |  |  |  | 23.04
016351822L4 | 25.344 |  |  |  | 25.344
016351824L4 | 28.0796 | 28.0796 | 0% | 27.529 | 28.0796
016351825L4 | 28.8 |  |  |  | 28.8
016351820L5 | 28.8 |  |  |  | 28.8
016351822L5 | 31.68 |  |  |  | 31.68
016351824L5 | 34.56 |  |  |  | 34.56
016351825L5 | 36 |  |  |  | 36
016351822L6 | 38.016 |  |  |  | 38.016
016351824L6 | 41.472 |  |  |  | 41.472
016351825L6 | 43.2 |  |  |  | 43.2
016351820L8 | 46.08 |  |  |  | 46.08
016351824L7 | 48.384 |  |  |  | 48.384
016351825L7 | 50.4 |  |  |  | 50.4
016351822L8 | 50.688 |  |  |  | 50.688
016351815L24 | 103.68 |  |  |  | 103.68
016351816L24 | 110.592 |  |  |  | 110.592
016351818L24 | 124.416 |  |  |  | 124.416
016351820L24 | 148.4628 |  |  | 145.5518 | 148.4628
016351822L24 | 152.064 |  |  |  | 152.064
016351824L24 | 168.4978 |  |  | 165.1939 | 168.4978
016351825L24 | 172.8 |  |  |  | 172.8
016352015L2 | 10.512 |  |  | 10.3059 | 10.512
016352016L2 | 10.512 |  |  | 10.3059 | 10.512
016352018L2 | 12.3575 | 12.3575 | 0% | 12.1152 | 12.3575
016352020L2 | 12.3575 | 12.3575 | 0% | 12.1152 | 12.3575
016352022L2 | 14.0296 | 14.03 | 0.002951% | 13.7545 | 14.0296
016352024L2 | 14.0296 | 14.0296 | 0% | 13.7545 | 14.0296
016352025L2 | 14.0296 | 14.0296 | 0% | 13.7545 | 14.0296
016352018L3 | 18.5668 | 18.5668 | 0% | 18.2027 | 18.5668
016352020L3 | 18.5668 | 18.5668 | 0% | 18.2027 | 18.5668
016352022L3 | 21.0648 | 21.0648 | 0% | 20.6517 | 21.0648
016352024L3 | 21.0648 | 21.0648 | 0% | 20.6517 | 21.0648
016352025L3 | 21.0648 | 21.06 | -0.02265% | 20.6517 | 21.0648
016352020L4 | 24.7557 | 24.7557 | 0% | 24.2703 | 24.7557
016352022L4 | 28.0796 | 28.08 | 0.001554% | 27.529 | 28.0796
016352024L4 | 28.0796 | 28.08 | 0.001554% | 27.529 | 28.0796
016352025L4 | 28.0796 | 28.0796 | 0% | 27.529 | 28.0796
016352020L5 | 30.9446 | 30.94 | -0.01492% | 30.3379 | 30.9446
016352022L5 | 35.0982 | 35.0982 | 0% | 34.41 | 35.0982
016352024L5 | 35.0944 | 35.0944 | 0% | 34.4062 | 35.0944
016352025L5 | 35.0944 | 35.0944 | 0% | 34.4062 | 35.0944
016352022L6 | 42.1193 | 42.1193 | 0% | 41.2935 | 42.1193
016352024L6 | 42.1193 | 42.1193 | 0% | 41.2935 | 42.1193
016352025L6 | 42.1193 |  |  | 41.2935 | 42.1193
016352020L8 | 51.2 |  |  |  | 51.2
016352024L7 | 53.76 |  |  |  | 53.76
016352025L7 | 49.1443 | 49.1443 | 0% | 48.1807 | 49.1443
016352022L8 | 56.1591 |  |  | 55.058 | 56.1591
016352015L24 | 115.2 |  |  |  | 115.2
016352016L24 | 126.1434 |  |  | 123.67 | 126.1434
016352018L24 | 148.4628 |  |  | 145.5518 | 148.4628
016352020L24 | 148.4628 | 148.4628 | 0% | 145.5518 | 148.4628
016352022L24 | 168.4978 |  |  | 165.1939 | 168.4978
016352024L24 | 168.4978 |  |  | 165.1939 | 168.4978
016352025L24 | 168.4978 |  |  | 165.1939 | 168.4978
016352415L2 | 12.3575 |  |  | 12.1152 | 12.3575
016352416L2 | 12.288 |  |  |  | 12.288
016352418L2 | 14.0296 | 14.0296 | 0% | 13.7545 | 14.0296
016352420L2 | 15.36 |  |  |  | 15.36
016352422L2 | 15.5998 |  |  | 15.2939 | 15.5998
016352424L2 | 15.5998 | 15.6 | 0.001554% | 15.2939 | 15.5998
016352425L2 | 15.5932 | 15.5932 | 0% | 15.2875 | 15.5932
016352418L3 | 21.0648 | 21.0648 | 0% | 20.6517 | 21.0648
016352420L3 | 21.0648 | 21.0648 | 0% | 20.6517 | 21.0648
016352422L3 | 23.3894 |  |  | 22.9308 | 23.3894
016352424L3 | 23.3894 | 23.3894 | 0% | 22.9308 | 23.3894
016352425L3 | 23.3894 | 23.3894 | 0% | 22.9308 | 23.3894
016352420L4 | 28.0796 | 28.0796 | 0% | 27.529 | 28.0796
016352422L4 | 31.1893 | 31.1893 | 0% | 30.5778 | 31.1893
016352424L4 | 31.1893 | 31.1893 | 0% | 30.5778 | 31.1893
016352425L4 | 31.1893 |  |  | 30.5778 | 31.1893
016352420L5 | 38.4 |  |  |  | 38.4
016352422L5 | 38.9892 | 38.9892 | 0% | 38.2247 | 38.9892
016352424L5 | 38.9892 | 38.9892 | 0% | 38.2247 | 38.9892
016352425L5 | 38.9892 | 38.9892 | 0% | 38.2247 | 38.9892
016352422L6 | 46.7789 | 46.7789 | 0% | 45.8616 | 46.7789
016352424L6 | 46.7789 |  |  | 45.8616 | 46.7789
016352425L6 | 46.7789 |  |  | 45.8616 | 46.7789
016352420L8 | 61.44 |  |  |  | 61.44
016352424L7 | 54.5788 | 54.5788 | 0% | 53.5086 | 54.5788
016352425L7 | 67.2 |  |  |  | 67.2
016352422L8 | 62.3786 | 62.3786 | 0% | 61.1555 | 62.3786
016352415L24 | 138.24 |  |  |  | 138.24
016352416L24 | 148.4628 |  |  | 145.5518 | 148.4628
016352418L24 | 168.4978 |  |  | 165.1939 | 168.4978
016352420L24 | 168.4978 |  |  | 165.1939 | 168.4978
016352422L24 | 202.752 |  |  |  | 202.752
016352424L24 | 221.184 | 221.184 | 0% | 221.18 | 221.184
016352425L24 | 230.4 |  |  |  | 230.4
016352515L2 | 12.3575 | 12.3575 | 0% | 12.1152 | 12.3575
016352516L2 | 12.3575 |  |  | 12.1152 | 12.3575
016352518L2 | 14.0296 |  |  | 13.7545 | 14.0296
016352520L2 | 14.0296 | 14.0296 | 0% | 13.7545 | 14.0296
016352522L2 | 17.5676 |  |  | 17.2231 | 17.5676
016352524L2 | 17.5676 | 17.5676 | 0% | 17.2231 | 17.5676
016352525L2 | 17.5676 | 17.5676 | 0% | 17.2231 | 17.5676
016352518L3 | 21.0648 |  |  | 20.6517 | 21.0648
016352520L3 | 21.0648 | 21.06 | -0.02265% | 20.6517 | 21.0648
016352522L3 | 26.3565 | 26.3565 | 0% | 25.8397 | 26.3565
016352524L3 | 26.3565 | 26.3565 | 0% | 25.8397 | 26.3565
016352525L3 | 26.3361 | 26.3361 | 0% | 25.8197 | 26.3361
016352520L4 | 28.0796 | 28.08 | 0.001554% | 27.529 | 28.0796
016352522L4 | 35.1555 | 35.1555 | 0% | 34.4662 | 35.1555
016352524L4 | 35.1555 | 35.16 | 0.01271% | 34.4662 | 35.1555
016352525L4 | 35.1147 | 35.1147 | 0% | 34.4262 | 35.1147
016352520L5 | 35.0944 | 35.0944 | 0% | 34.4062 | 35.0944
016352522L5 | 43.9342 | 43.93 | -0.009605% | 43.0728 | 43.9342
016352524L5 | 43.9342 | 43.9342 | 0% | 43.0728 | 43.9342
016352525L5 | 43.8934 | 43.8934 | 0% | 43.0328 | 43.8934
016352522L6 | 52.7027 |  |  | 51.6693 | 52.7027
016352524L6 | 52.7027 |  |  | 51.6693 | 52.7027
016352525L6 | 52.6721 |  |  | 51.6393 | 52.6721
016352520L8 | 64 |  |  |  | 64
016352524L7 | 67.2 |  |  |  | 67.2
016352525L7 | 70 |  |  |  | 70
016352522L8 | 70.4 |  |  |  | 70.4
016352515L24 | 144 |  |  |  | 144
016352516L24 | 148.4628 |  |  | 145.5518 | 148.4628
016352518L24 | 168.4978 |  |  | 165.1939 | 168.4978
016352520L24 | 60.6592 | 60.6592 | 0% | 165.1939 | 60.6592
016352522L24 | 211.2 |  |  |  | 211.2
016352524L24 | 230.4 |  |  |  | 230.4
016352525L24 | 240 |  |  |  | 240
016251020 | 5.1591 |  |  | 5.058 | 5.1591
016251212 | 5.1591 |  |  | 5.058 | 5.1591
016251216 | 8.7358 | 8.7358 | 0% | 8.5645 | 8.7358
016251220 | 5.1591 | 5.1591 | 0% | 5.058 | 5.1591
016251224 | 6.08 | 6.08 | 0% | 5.9576 | 6.08
016251225 | 7.6042 |  |  |  | 7.6042
016251416 | 5.6778 |  |  |  | 5.6778
016251420 | 7.0972 |  |  |  | 7.0972
016251425 | 7.0907 |  |  | 6.9517 | 7.0907
016251430 | 9.5842 |  |  | 9.3963 | 9.5842
016251520 | 6.0766 |  |  | 5.9575 | 6.0766
016251525 | 7.0758 |  |  | 6.9371 | 7.0758
016251530 | 9.5842 |  |  | 9.3963 | 9.5842
016251616 | 4.9778 |  |  |  | 4.9778
016251618 | 6.0766 |  |  | 5.9575 | 6.0766
016251620 | 6.2222 |  |  |  | 6.2222
016251622 | 6.8444 |  |  |  | 6.8444
016251624 | 7.091 |  |  | 6.952 | 7.091
016251625 | 7.5378 | 7.5378 | 0% | 7.39 | 7.5378
016251630 | 9.5839 | 9.5839 | 0% | 9.396 | 9.5839
016251820 | 7 |  |  |  | 7
016251822 | 8.1363 |  |  | 7.9768 | 8.1363
016251824 | 8.1363 | 8.1363 | 0% | 7.9768 | 8.1363
016251825 | 8.1363 | 8.1363 | 0% | 7.9768 | 8.1363
016252020 | 7.5378 | 7.5378 | 0% | 7.39 | 7.5378
016252022 | 8.1363 |  |  | 7.9768 | 8.1363
016252024 | 8.1396 | 8.1396 | 0% | 7.98 | 8.1396
016252025 | 8.9348 | 8.9348 | 0% | 8.7596 | 8.9348
016252030 | 10.7363 | 10.7363 | 0% | 10.5258 | 10.7363
016252422 | 10.2667 |  |  |  | 10.2667
016252424 | 10.4188 | 10.42 | 0.01161% | 10.2145 | 10.4188
016252430 | 11.8986 | 11.8986 | 0% | 11.6653 | 11.8986
016252522 | 9.5842 |  |  | 9.3962 | 9.5842
016252524 | 11.6667 |  |  |  | 11.6667
016252525 | 9.5842 | 9.5842 | 0% | 9.3962 | 9.5842
016251015L2 | 10.3081 | 10.3081 | 0% | 10.106 | 10.3081
016251016L2 | 10.88 |  |  |  | 10.88
016251018L2 | 12.24 |  |  |  | 12.24
016251020L2 | 10.3081 |  |  | 10.106 | 10.3081
016251022L2 | 14.96 |  |  |  | 14.96
016251024L2 | 16.32 |  |  |  | 16.32
016251025L2 | 19.6122 | 19.6122 | 0% | 19.2276 | 19.6122
016251018L3 | 18.36 |  |  |  | 18.36
016251020L3 | 15.4836 | 15.4836 | 0% | 15.18 | 15.4836
016251022L3 | 22.44 |  |  |  | 22.44
016251024L3 | 24.48 |  |  |  | 24.48
016251025L3 | 25.5 |  |  |  | 25.5
016251020L4 | 27.2 |  |  |  | 27.2
016251022L4 | 29.92 |  |  |  | 29.92
016251024L4 | 32.64 |  |  |  | 32.64
016251025L4 | 34 |  |  |  | 34
016251020L5 | 34 |  |  |  | 34
016251022L5 | 37.4 |  |  |  | 37.4
016251024L5 | 40.8 |  |  |  | 40.8
016251025L5 | 42.5 |  |  |  | 42.5
016251022L6 | 44.88 |  |  |  | 44.88
016251024L6 | 48.96 |  |  |  | 48.96
016251025L6 | 51 |  |  |  | 51
016251020L8 | 54.4 |  |  |  | 54.4
016251024L7 | 57.12 |  |  |  | 57.12
016251025L7 | 59.5 |  |  |  | 59.5
016251022L8 | 59.84 |  |  |  | 59.84
016251015L24 | 122.4 |  |  |  | 122.4
016251016L24 | 130.56 |  |  |  | 130.56
016251018L24 | 146.88 |  |  |  | 146.88
016251020L24 | 153.4557 |  |  | 150.4467 | 153.4557
016251022L24 | 179.52 |  |  |  | 179.52
016251024L24 | 195.84 |  |  |  | 195.84
016251025L24 | 204 |  |  |  | 204
016251215L2 | 10.3081 |  |  | 10.106 | 10.3081
016251216L2 | 13.056 |  |  |  | 13.056
016251218L2 | 10.3081 |  |  | 10.106 | 10.3081
016251220L2 | 10.3081 |  |  | 10.106 | 10.3081
016251222L2 | 17.952 |  |  |  | 17.952
016251224L2 | 12.1535 |  |  | 11.9152 | 12.1535
016251225L2 | 12.1535 |  |  | 11.9152 | 12.1535
016251218L3 | 22.032 |  |  |  | 22.032
016251220L3 | 15.4621 |  |  | 15.1589 | 15.4621
016251222L3 | 26.928 |  |  |  | 26.928
016251224L3 | 18.207 |  |  | 17.85 | 18.207
016251225L3 | 18.207 |  |  | 17.85 | 18.207
016251220L4 | 32.64 |  |  |  | 32.64
016251222L4 | 35.904 |  |  |  | 35.904
016251224L4 | 24.276 | 24.276 | 0% | 23.8 | 24.276
016251225L4 | 40.8 |  |  |  | 40.8
016251220L5 | 25.7702 |  |  | 25.2649 | 25.7702
016251222L5 | 30.345 | 30.345 | 0% | 29.75 | 30.345
016251224L5 | 30.345 |  |  | 29.75 | 30.345
016251225L5 | 51 |  |  |  | 51
016251222L6 | 53.856 |  |  |  | 53.856
016251224L6 | 58.752 |  |  |  | 58.752
016251225L6 | 61.2 |  |  |  | 61.2
016251220L8 | 65.28 |  |  |  | 65.28
016251224L7 | 68.544 |  |  |  | 68.544
016251225L7 | 71.4 |  |  |  | 71.4
016251222L8 | 71.808 |  |  |  | 71.808
016251212L24 | 123.8688 |  |  | 121.44 | 123.8688
016251215L24 | 146.88 |  |  |  | 146.88
016251216L24 | 123.7377 |  |  | 121.3115 | 123.7377
016251218L24 | 123.7377 |  |  | 121.3115 | 123.7377
016251220L24 | 123.8688 | 123.87 | 0.0009688% | 121.44 | 123.8688
016251222L24 | 215.424 |  |  |  | 215.424
016251224L24 | 145.9008 | 145.9 | -0.0005483% | 143.04 | 145.9008
016251225L24 | 244.8 |  |  |  | 244.8
016251415L2 | 14.28 |  |  |  | 14.28
016251416L2 | 15.232 |  |  |  | 15.232
016251418L2 | 17.136 |  |  |  | 17.136
016251420L2 | 19.04 |  |  |  | 19.04
016251422L2 | 14.1927 |  |  | 13.9144 | 14.1927
016251424L2 | 22.848 |  |  |  | 22.848
016251425L2 | 23.3172 |  |  | 22.86 | 23.3172
016251418L3 | 25.704 |  |  |  | 25.704
016251420L3 | 28.56 |  |  |  | 28.56
016251422L3 | 31.416 |  |  |  | 31.416
016251424L3 | 34.272 |  |  |  | 34.272
016251425L3 | 35.7 |  |  |  | 35.7
016251420L4 | 38.08 |  |  |  | 38.08
016251422L4 | 41.888 |  |  |  | 41.888
016251424L4 | 45.696 |  |  |  | 45.696
016251425L4 | 47.6 |  |  |  | 47.6
016251420L5 | 47.6 |  |  |  | 47.6
016251422L5 | 52.36 |  |  |  | 52.36
016251424L5 | 57.12 |  |  |  | 57.12
016251425L5 | 59.5 |  |  |  | 59.5
016251422L6 | 62.832 |  |  |  | 62.832
016251424L6 | 68.544 |  |  |  | 68.544
016251425L6 | 71.4 |  |  |  | 71.4
016251420L8 | 76.16 |  |  |  | 76.16
016251424L7 | 79.968 |  |  |  | 79.968
016251425L7 | 83.3 |  |  |  | 83.3
016251422L8 | 83.776 |  |  |  | 83.776
016251415L24 | 171.36 |  |  |  | 171.36
016251416L24 | 182.784 |  |  |  | 182.784
016251418L24 | 205.632 |  |  |  | 205.632
016251420L24 | 145.8396 |  |  | 142.98 | 145.8396
016251422L24 | 251.328 |  |  |  | 251.328
016251424L24 | 274.176 |  |  |  | 274.176
016251425L24 | 170.1801 | 170.1801 | 0% | 166.8432 | 170.1801
016251615L2 | 9.12 |  |  |  | 9.12
016251616L2 | 9.728 |  |  |  | 9.728
016251618L2 | 10.944 |  |  |  | 10.944
016251620L2 | 14.6064 | 14.6064 | 0% | 14.32 | 14.6064
016251622L2 | 14.1927 |  |  | 13.9144 | 14.1927
016251624L2 | 14.1927 | 14.1927 | 0% | 13.9144 | 14.1927
016251625L2 | 15.0756 | 15.0756 | 0% | 14.78 | 15.0756
016251618L3 | 18.2376 |  |  | 17.88 | 18.2376
016251620L3 | 21.9096 | 21.9096 | 0% | 21.48 | 21.9096
016251622L3 | 21.2687 | 21.2687 | 0% | 20.8517 | 21.2687
016251624L3 | 21.2687 | 21.27 | 0.006163% | 20.8517 | 21.2687
016251625L3 | 22.6134 | 22.61 | -0.01504% | 22.17 | 22.6134
016251620L4 | 29.2128 | 29.2128 | 0% | 28.64 | 29.2128
016251622L4 | 28.365 | 28.365 | 0% | 27.8089 | 28.365
016251624L4 | 28.365 | 28.365 | 0% | 27.8089 | 28.365
016251625L4 | 30.1512 | 30.1512 | 0% | 29.56 | 30.1512
016251620L5 | 30.4 |  |  |  | 30.4
016251622L5 | 35.4512 | 35.4512 | 0% | 34.7561 | 35.4512
016251624L5 | 35.4512 |  |  | 34.7561 | 35.4512
016251625L5 | 37.689 |  |  | 36.95 | 37.689
016251622L6 | 40.128 |  |  |  | 40.128
016251624L6 | 43.776 |  |  |  | 43.776
016251625L6 | 45.6 |  |  |  | 45.6
016251620L8 | 48.64 |  |  |  | 48.64
016251624L7 | 51.072 |  |  |  | 51.072
016251625L7 | 53.2 |  |  |  | 53.2
016251622L8 | 53.504 |  |  |  | 53.504
016251615L24 | 109.44 |  |  |  | 109.44
016251616L24 | 145.8396 | 145.8396 | 0% | 142.98 | 145.8396
016251618L24 | 145.8396 |  |  | 142.98 | 145.8396
016251620L24 | 175.2768 | 175.28 | 0.001826% | 171.84 | 175.2768
016251622L24 | 170.1801 | 170.1801 | 0% | 166.8432 | 170.1801
016251624L24 | 170.1801 | 170.1801 | 0% | 166.8432 | 170.1801
016251625L24 | 180.9072 | 180.91 | 0.001548% | 177.36 | 180.9072
016251815L2 | 10.26 |  |  |  | 10.26
016251816L2 | 10.944 |  |  |  | 10.944
016251818L2 | 12.312 |  |  |  | 12.312
016251820L2 | 13.68 |  |  |  | 13.68
016251822L2 | 15.048 |  |  |  | 15.048
016251824L2 | 16.2792 |  |  | 15.96 | 16.2792
016251825L2 | 17.1 |  |  |  | 17.1
016251818L3 | 18.468 |  |  |  | 18.468
016251820L3 | 21.2687 | 21.2687 | 0% | 20.8517 | 21.2687
016251822L3 | 22.572 |  |  |  | 22.572
016251824L3 | 24.4192 |  |  | 23.9404 | 24.4192
016251825L3 | 24.4192 | 24.4192 | 0% | 23.9404 | 24.4192
016251820L4 | 27.36 |  |  |  | 27.36
016251822L4 | 30.096 |  |  |  | 30.096
016251824L4 | 32.5556 | 32.5556 | 0% | 31.9172 | 32.5556
016251825L4 | 34.2 |  |  |  | 34.2
016251820L5 | 34.2 |  |  |  | 34.2
016251822L5 | 37.62 |  |  |  | 37.62
016251824L5 | 41.04 |  |  |  | 41.04
016251825L5 | 42.75 |  |  |  | 42.75
016251822L6 | 45.144 |  |  |  | 45.144
016251824L6 | 49.248 |  |  |  | 49.248
016251825L6 | 51.3 |  |  |  | 51.3
016251820L8 | 54.72 |  |  |  | 54.72
016251824L7 | 57.456 |  |  |  | 57.456
016251825L7 | 59.85 |  |  |  | 59.85
016251822L8 | 60.192 |  |  |  | 60.192
016251815L24 | 123.12 |  |  |  | 123.12
016251816L24 | 131.328 |  |  |  | 131.328
016251818L24 | 170.1801 | 170.1801 | 0% | 166.8432 | 170.1801
016251820L24 | 170.1801 |  |  | 166.8432 | 170.1801
016251822L24 | 195.2688 |  |  | 191.44 | 195.2688
016251824L24 | 195.2688 | 195.27 | 0.0006145% | 191.44 | 195.2688
016251825L24 | 195.2688 |  |  | 191.44 | 195.2688
016252015L2 | 11.4 |  |  |  | 11.4
016252016L2 | 12.1535 | 12.1535 | 0% | 11.9152 | 12.1535
016252018L2 | 14.1927 |  |  | 13.9144 | 14.1927
016252020L2 | 15.0756 | 15.0756 | 0% | 14.78 | 15.0756
016252022L2 | 16.2792 | 16.2792 | 0% | 15.96 | 16.2792
016252024L2 | 16.2792 | 16.28 | 0.004914% | 15.96 | 16.2792
016252025L2 | 17.8704 | 17.8704 | 0% | 17.52 | 17.8704
016252018L3 | 21.2687 | 21.2687 | 0% | 20.8517 | 21.2687
016252020L3 | 22.6134 | 22.61 | -0.01504% | 22.17 | 22.6134
016252022L3 | 24.4192 | 24.4192 | 0% | 23.9404 | 24.4192
016252024L3 | 24.4192 | 24.42 | 0.00316% | 23.9404 | 24.4192
016252025L3 | 26.8056 | 26.81 | 0.01641% | 26.28 | 26.8056
016252020L4 | 30.1512 | 30.15 | -0.00398% | 29.56 | 30.1512
016252022L4 | 32.5556 | 32.56 | 0.0136% | 31.9172 | 32.5556
016252024L4 | 32.5556 | 32.56 | 0.0136% | 31.9172 | 32.5556
016252025L4 | 35.7408 | 35.74 | -0.002238% | 35.04 | 35.7408
016252020L5 | 37.689 | 37.689 | 0% | 36.95 | 37.689
016252022L5 | 40.6817 | 40.68 | -0.00423% | 39.884 | 40.6817
016252024L5 | 40.6817 | 40.68 | -0.00423% | 39.884 | 40.6817
016252025L5 | 44.676 | 44.676 | 0% | 43.8 | 44.676
016252022L6 | 48.8079 | 48.8079 | 0% | 47.8509 | 48.8079
016252024L6 | 48.8079 | 48.8079 | 0% | 47.8509 | 48.8079
016252025L6 | 57 |  |  |  | 57
016252020L8 | 60.8 |  |  |  | 60.8
016252024L7 | 63.84 |  |  |  | 63.84
016252025L7 | 62.5464 |  |  | 61.32 | 62.5464
016252022L8 | 66.88 |  |  |  | 66.88
016252015L24 | 145.7609 | 145.7609 | 0% | 142.9028 | 145.7609
016252016L24 | 145.7609 | 145.76 | -0.0005985% | 142.9028 | 145.7609
016252018L24 | 170.1801 | 170.1801 | 0% | 166.8432 | 170.1801
016252020L24 | 180.9072 | 180.91 | 0.001548% | 177.36 | 180.9072
016252022L24 | 195.2688 | 195.27 | 0.0006145% | 191.44 | 195.2688
016252024L24 | 195.2688 | 195.27 | 0.0006145% | 191.44 | 195.2688
016252025L24 | 214.4346 | 214.43 | -0.002145% | 210.23 | 214.4346
016252415L2 | 13.68 |  |  |  | 13.68
016252416L2 | 14.592 |  |  |  | 14.592
016252418L2 | 16.416 |  |  |  | 16.416
016252420L2 | 16.2625 | 16.2625 | 0% | 15.9436 | 16.2625
016252422L2 | 18.2201 |  |  | 17.8629 | 18.2201
016252424L2 | 20.8284 | 20.8284 | 0% | 20.42 | 20.8284
016252425L2 | 18.2201 |  |  | 17.8629 | 18.2201
016252418L3 | 24.4192 | 24.4192 | 0% | 23.9404 | 24.4192
016252420L3 | 24.4192 | 24.4192 | 0% | 23.9404 | 24.4192
016252422L3 | 27.3353 | 27.3353 | 0% | 26.7993 | 27.3353
016252424L3 | 31.2426 | 31.24 | -0.008323% | 30.63 | 31.2426
016252425L3 | 27.3353 | 27.3353 | 0% | 26.7993 | 27.3353
016252420L4 | 32.5556 | 32.5556 | 0% | 31.9172 | 32.5556
016252422L4 | 36.4402 | 36.44 | -0.0005985% | 35.7257 | 36.4402
016252424L4 | 41.6568 | 41.6568 | 0% | 40.84 | 41.6568
016252425L4 | 36.4402 | 36.44 | -0.0005985% | 35.7257 | 36.4402
016252420L5 | 40.6817 | 40.6817 | 0% | 39.884 | 40.6817
016252422L5 | 45.5452 | 45.5452 | 0% | 44.6521 | 45.5452
016252424L5 | 52.071 | 52.071 | 0% | 51.05 | 52.071
016252425L5 | 54.6501 |  |  | 53.5786 | 54.6501
016252422L6 | 54.6501 |  |  | 53.5786 | 54.6501
016252424L6 | 62.4852 | 62.4852 | 0% | 61.26 | 62.4852
016252425L6 | 68.4 |  |  |  | 68.4
016252420L8 | 72.96 |  |  |  | 72.96
016252424L7 | 72.8994 |  |  | 71.47 | 72.8994
016252425L7 | 79.8 |  |  |  | 79.8
016252422L8 | 80.256 |  |  |  | 80.256
016252415L24 | 164.16 |  |  |  | 164.16
016252416L24 | 170.1801 | 170.1801 | 0% | 166.8432 | 170.1801
016252418L24 | 195.2621 | 195.26 | -0.001057% | 191.4334 | 195.2621
016252420L24 | 195.2621 | 195.26 | -0.001057% | 191.4334 | 195.2621
016252422L24 | 240.768 |  |  |  | 240.768
016252424L24 | 250.053 | 250.05 | -0.0012% | 245.15 | 250.053
016252425L24 | 218.6617 | 218.6617 | 0% | 214.3742 | 218.6617
016252515L2 | 14.1927 | 14.1927 | 0% | 13.9144 | 14.1927
016252516L2 | 14.1927 |  |  | 13.9144 | 14.1927
016252518L2 | 16.2625 |  |  | 15.9436 | 16.2625
016252520L2 | 16.2625 |  |  | 15.9436 | 16.2625
016252522L2 | 19.1581 |  |  | 18.7825 | 19.1581
016252524L2 | 19.1581 | 19.1581 | 0% | 18.7825 | 19.1581
016252525L2 | 19.1581 |  |  | 18.7825 | 19.1581
016252518L3 | 24.4192 | 24.42 | 0.00316% | 23.9404 | 24.4192
016252520L3 | 24.4192 | 24.42 | 0.00316% | 23.9404 | 24.4192
016252522L3 | 28.7423 | 28.7423 | 0% | 28.1787 | 28.7423
016252524L3 | 28.7423 | 28.7423 | 0% | 28.1787 | 28.7423
016252525L3 | 28.7423 | 28.7423 | 0% | 28.1787 | 28.7423
016252520L4 | 32.5556 | 32.56 | 0.0136% | 31.9172 | 32.5556
016252522L4 | 38.2959 | 38.2959 | 0% | 37.545 | 38.2959
016252524L4 | 38.2959 | 38.2959 | 0% | 37.545 | 38.2959
016252525L4 | 38.2959 | 38.2959 | 0% | 37.545 | 38.2959
016252520L5 | 40.6817 | 40.6817 | 0% | 39.884 | 40.6817
016252522L5 | 47.8902 | 47.8902 | 0% | 46.9512 | 47.8902
016252524L5 | 47.8902 | 47.8902 | 0% | 46.9512 | 47.8902
016252525L5 | 47.8902 | 47.89 | -0.0004933% | 46.9512 | 47.8902
016252522L6 | 57.4642 | 57.4642 | 0% | 56.3375 | 57.4642
016252524L6 | 57.4642 | 57.4642 | 0% | 56.3375 | 57.4642
016252525L6 | 57.4642 | 57.4642 | 0% | 56.3375 | 57.4642
016252520L8 | 65.1009 | 65.1 | -0.001458% | 63.8245 | 65.1009
016252524L7 | 79.8 |  |  |  | 79.8
016252525L7 | 83.125 |  |  |  | 83.125
016252522L8 | 83.6 |  |  |  | 83.6
016252515L24 | 170.1801 |  |  | 166.8432 | 170.1801
016252516L24 | 170.1801 | 170.18 | -5.918e-05% | 166.8432 | 170.1801
016252518L24 | 195.2621 | 195.26 | -0.001057% | 191.4334 | 195.2621
016252520L24 | 195.2621 | 195.26 | -0.001057% | 191.4334 | 195.2621
016252522L24 | 229.8364 | 229.84 | 0.001554% | 225.3298 | 229.8364
016252524L24 | 229.8364 | 229.84 | 0.001554% | 225.3298 | 229.8364
016252525L24 | 229.8364 | 229.84 | 0.001554% | 225.3298 | 229.8364
0166620 | 5 |  |  |  | 5
01661212 | 5.1591 |  |  | 5.058 | 5.1591
01661216 | 4.8 |  |  |  | 4.8
01661220 | 6 |  |  |  | 6
01661224 | 6.0768 |  |  | 5.9576 | 6.0768
01661225 | 7.5 |  |  |  | 7.5
01661416 | 5.6 |  |  |  | 5.6
01661420 | 7 |  |  |  | 7
01661425 | 7.076 |  |  | 6.9372 | 7.076
01661430 | 9.5842 |  |  | 9.3962 | 9.5842
01661520 | 7.5 |  |  |  | 7.5
01661525 | 9.375 |  |  |  | 9.375
01661530 | 11.25 |  |  |  | 11.25
01661616 | 4.6222 |  |  |  | 4.6222
01661618 | 5.2 |  |  |  | 5.2
01661620 | 6.0768 |  |  | 5.9576 | 6.0768
01661622 | 7.076 |  |  | 6.9372 | 7.076
01661624 | 7.076 |  |  | 6.9372 | 7.076
01661625 | 7.076 | 7.076 | 0% | 6.9372 | 7.076
01661630 | 8.6667 |  |  |  | 8.6667
01661820 | 7.076 |  |  | 6.9372 | 7.076
01661822 | 7.15 |  |  |  | 7.15
01661824 | 7.8 |  |  |  | 7.8
01661825 | 8.1363 | 8.1363 | 0% | 7.9768 | 8.1363
01662020 | 7.2222 |  |  |  | 7.2222
01662022 | 7.9444 |  |  |  | 7.9444
01662024 | 8.1363 |  |  | 7.9768 | 8.1363
01662025 | 8.1363 | 8.1363 | 0% | 7.9768 | 8.1363
01662030 | 10.7363 |  |  | 10.5258 | 10.7363
01662422 | 9.5333 |  |  |  | 9.5333
01662424 | 8.4524 | 8.4524 | 0% | 8.2867 | 8.4524
01662430 | 13 |  |  |  | 13
01662522 | 9.9306 |  |  |  | 9.9306
01662524 | 10.8333 |  |  |  | 10.8333
01662525 | 11.2847 |  |  |  | 11.2847
0166615L2 | 7.5 |  |  |  | 7.5
0166616L2 | 8 |  |  |  | 8
0166618L2 | 9 |  |  |  | 9
0166620L2 | 10 |  |  |  | 10
0166622L2 | 11 |  |  |  | 11
0166624L2 | 12 |  |  |  | 12
0166625L2 | 12.5 |  |  |  | 12.5
0166618L3 | 13.5 |  |  |  | 13.5
0166620L3 | 15 |  |  |  | 15
0166622L3 | 16.5 |  |  |  | 16.5
0166624L3 | 18 |  |  |  | 18
0166625L3 | 18.75 |  |  |  | 18.75
0166620L4 | 20 |  |  |  | 20
0166622L4 | 22 |  |  |  | 22
0166624L4 | 24 |  |  |  | 24
0166625L4 | 25 |  |  |  | 25
0166620L5 | 25 |  |  |  | 25
0166622L5 | 27.5 |  |  |  | 27.5
0166624L5 | 30 |  |  |  | 30
0166625L5 | 31.25 |  |  |  | 31.25
0166622L6 | 33 |  |  |  | 33
0166624L6 | 36 |  |  |  | 36
0166625L6 | 37.5 |  |  |  | 37.5
0166620L8 | 40 |  |  |  | 40
0166624L7 | 42 |  |  |  | 42
0166625L7 | 43.75 |  |  |  | 43.75
0166622L8 | 44 |  |  |  | 44
0166615L24 | 90 |  |  |  | 90
0166616L24 | 96 |  |  |  | 96
0166618L24 | 108 |  |  |  | 108
0166620L24 | 120 |  |  |  | 120
0166622L24 | 132 |  |  |  | 132
0166624L24 | 144 |  |  |  | 144
0166625L24 | 150 |  |  |  | 150
01661215L2 | 9 |  |  |  | 9
01661216L2 | 9.6 |  |  |  | 9.6
01661218L2 | 10.8 |  |  |  | 10.8
01661220L2 | 12 |  |  |  | 12
01661222L2 | 13.2 |  |  |  | 13.2
01661224L2 | 13.3669 |  |  | 13.1048 | 13.3669
01661225L2 | 13.3669 |  |  | 13.1048 | 13.3669
01661218L3 | 17.0068 |  |  | 16.6733 | 17.0068
01661220L3 | 18 |  |  |  | 18
01661222L3 | 19.8 |  |  |  | 19.8
01661224L3 | 20.0554 |  |  | 19.6621 | 20.0554
01661225L3 | 20.0554 |  |  | 19.6621 | 20.0554
01661220L4 | 24 |  |  |  | 24
01661222L4 | 26.7439 |  |  | 26.2195 | 26.7439
01661224L4 | 26.7439 |  |  | 26.2195 | 26.7439
01661225L4 | 30 |  |  |  | 30
01661220L5 | 30 |  |  |  | 30
01661222L5 | 33 |  |  |  | 33
01661224L5 | 36 |  |  |  | 36
01661225L5 | 37.5 |  |  |  | 37.5
01661222L6 | 39.6 |  |  |  | 39.6
01661224L6 | 43.2 |  |  |  | 43.2
01661225L6 | 45 |  |  |  | 45
01661220L8 | 48 |  |  |  | 48
01661224L7 | 50.4 |  |  |  | 50.4
01661225L7 | 52.5 |  |  |  | 52.5
01661222L8 | 52.8 |  |  |  | 52.8
01661212L24 | 86.4 |  |  |  | 86.4
01661215L24 | 108 |  |  |  | 108
01661216L24 | 115.2 |  |  |  | 115.2
01661218L24 | 129.6 |  |  |  | 129.6
01661220L24 | 144 |  |  |  | 144
01661222L24 | 158.4 |  |  |  | 158.4
01661224L24 | 179.8362 |  |  | 176.31 | 179.8362
01661225L24 | 180 |  |  |  | 180
01661415L2 | 12.1535 |  |  |  | 12.1535
01661416L2 | 11.2 |  |  |  | 11.2
01661418L2 | 12.6 |  |  |  | 12.6
01661420L2 | 14 |  |  |  | 14
01661422L2 | 15.4 |  |  |  | 15.4
01661424L2 | 16.8 |  |  |  | 16.8
01661425L2 | 17.5 |  |  |  | 17.5
01661418L3 | 18.9 |  |  |  | 18.9
01661420L3 | 18.2201 |  |  | 17.8629 | 18.2201
01661422L3 | 21.2687 |  |  | 20.8517 | 21.2687
01661424L3 | 25.2 |  |  |  | 25.2
01661425L3 | 26.25 |  |  |  | 26.25
01661420L4 | 28 |  |  |  | 28
01661422L4 | 30.8 |  |  |  | 30.8
01661424L4 | 33.6 |  |  |  | 33.6
01661425L4 | 35 |  |  |  | 35
01661420L5 | 35 |  |  |  | 35
01661422L5 | 38.5 |  |  |  | 38.5
01661424L5 | 42 |  |  |  | 42
01661425L5 | 43.75 |  |  |  | 43.75
01661422L6 | 46.2 |  |  |  | 46.2
01661424L6 | 50.4 |  |  |  | 50.4
01661425L6 | 52.5 |  |  |  | 52.5
01661420L8 | 56 |  |  |  | 56
01661424L7 | 58.8 |  |  |  | 58.8
01661425L7 | 61.25 |  |  |  | 61.25
01661422L8 | 61.6 |  |  |  | 61.6
01661415L24 | 126 |  |  |  | 126
01661416L24 | 134.4 |  |  |  | 134.4
01661418L24 | 151.2 |  |  |  | 151.2
01661420L24 | 168 |  |  |  | 168
01661422L24 | 184.8 |  |  |  | 184.8
01661424L24 | 201.6 |  |  |  | 201.6
01661425L24 | 210 |  |  |  | 210
01661615L2 | 12.1535 |  |  | 11.9152 | 12.1535
01661616L2 | 12.1535 |  |  | 11.9152 | 12.1535
01661618L2 | 12.1535 |  |  | 11.9152 | 12.1535
01661620L2 | 12.1535 |  |  | 11.9152 | 12.1535
01661622L2 | 14.1927 |  |  | 13.9144 | 14.1927
01661624L2 | 14.1927 |  |  | 13.9144 | 14.1927
01661625L2 | 14.1927 |  |  | 13.9144 | 14.1927
01661618L3 | 18.2201 |  |  | 17.8629 | 18.2201
01661620L3 | 18.2201 |  |  | 17.8629 | 18.2201
01661622L3 | 21.2687 |  |  | 20.8517 | 21.2687
01661624L3 | 21.2687 |  |  | 20.8517 | 21.2687
01661625L3 | 21.2687 |  |  | 20.8517 | 21.2687
01661620L4 | 24.2969 |  |  | 23.8205 | 24.2969
01661622L4 | 28.365 |  |  | 27.8089 | 28.365
01661624L4 | 28.365 |  |  | 27.8089 | 28.365
01661625L4 | 28.365 |  |  | 27.8089 | 28.365
01661620L5 | 28.8 |  |  |  | 28.8
01661622L5 | 35.4512 |  |  | 34.7561 | 35.4512
01661624L5 | 35.4512 |  |  | 34.7561 | 35.4512
01661625L5 | 35.4512 |  |  | 34.7561 | 35.4512
01661622L6 | 42.5476 |  |  | 41.7133 | 42.5476
01661624L6 | 41.472 |  |  |  | 41.472
01661625L6 | 42.5476 |  |  | 41.7133 | 42.5476
01661620L8 | 46.08 |  |  |  | 46.08
01661624L7 | 48.384 |  |  |  | 48.384
01661625L7 | 50.4 |  |  |  | 50.4
01661622L8 | 50.688 |  |  |  | 50.688
01661615L24 | 103.68 |  |  |  | 103.68
01661616L24 | 156.7317 |  |  | 153.6585 | 156.7317
01661618L24 | 124.416 |  |  |  | 124.416
01661620L24 | 145.7609 |  |  | 142.9028 | 145.7609
01661622L24 | 152.064 |  |  |  | 152.064
01661624L24 | 165.888 |  |  |  | 165.888
01661625L24 | 170.1801 |  |  | 166.8432 | 170.1801
01661815L2 | 9.72 |  |  |  | 9.72
01661816L2 | 10.368 |  |  |  | 10.368
01661818L2 | 11.664 |  |  |  | 11.664
01661820L2 | 14.1927 |  |  | 13.9144 | 14.1927
01661822L2 | 14.256 |  |  |  | 14.256
01661824L2 | 16.2625 |  |  | 15.9436 | 16.2625
01661825L2 | 16.2 |  |  |  | 16.2
01661818L3 | 21.2687 | 21.27 | 0.006163% | 20.8517 | 21.2687
01661820L3 | 21.2687 |  |  | 20.8517 | 21.2687
01661822L3 | 21.384 |  |  |  | 21.384
01661824L3 | 23.328 |  |  |  | 23.328
01661825L3 | 24.3 |  |  |  | 24.3
01661820L4 | 25.92 |  |  |  | 25.92
01661822L4 | 28.512 |  |  |  | 28.512
01661824L4 | 32.5556 |  |  | 31.9172 | 32.5556
01661825L4 | 32.4 |  |  |  | 32.4
01661820L5 | 32.4 |  |  |  | 32.4
01661822L5 | 35.64 |  |  |  | 35.64
01661824L5 | 38.88 |  |  |  | 38.88
01661825L5 | 40.5 |  |  |  | 40.5
01661822L6 | 42.768 |  |  |  | 42.768
01661824L6 | 46.656 |  |  |  | 46.656
01661825L6 | 48.6 |  |  |  | 48.6
01661820L8 | 51.84 |  |  |  | 51.84
01661824L7 | 54.432 |  |  |  | 54.432
01661825L7 | 56.7 |  |  |  | 56.7
01661822L8 | 57.024 |  |  |  | 57.024
01661815L24 | 116.64 |  |  |  | 116.64
01661816L24 | 124.416 |  |  |  | 124.416
01661818L24 | 139.968 |  |  |  | 139.968
01661820L24 | 155.52 |  |  |  | 155.52
01661822L24 | 171.072 |  |  |  | 171.072
01661824L24 | 186.624 |  |  |  | 186.624
01661825L24 | 194.4 |  |  |  | 194.4
01662015L2 | 12.1535 |  |  | 11.9152 | 12.1535
01662016L2 | 14.1925 |  |  | 13.9142 | 14.1925
01662018L2 | 14.1927 |  |  | 13.9144 | 14.1927
01662020L2 | 14.1927 |  |  | 13.9144 | 14.1927
01662022L2 | 16.2625 | 16.2625 | 0% | 15.9436 | 16.2625
01662024L2 | 16.2625 |  |  | 15.9436 | 16.2625
01662025L2 | 16.2625 | 16.2625 | 0% | 15.9436 | 16.2625
01662018L3 | 21.2687 |  |  | 20.8517 | 21.2687
01662020L3 | 21.2687 | 21.2687 | 0% | 20.8517 | 21.2687
01662022L3 | 24.4192 |  |  | 23.9404 | 24.4192
01662024L3 | 24.4192 |  |  | 23.9404 | 24.4192
01662025L3 | 24.4192 |  |  | 23.9404 | 24.4192
01662020L4 | 28.365 | 28.365 | 0% | 27.8089 | 28.365
01662022L4 | 32.5556 | 32.5556 | 0% | 31.9172 | 32.5556
01662024L4 | 32.5556 | 32.5556 | 0% | 31.9172 | 32.5556
01662025L4 | 32.5556 |  |  | 31.9172 | 32.5556
01662020L5 | 35.4512 |  |  | 34.7561 | 35.4512
01662022L5 | 40.6817 |  |  | 39.884 | 40.6817
01662024L5 | 40.6817 |  |  | 39.884 | 40.6817
01662025L5 | 40.6817 |  |  | 39.884 | 40.6817
01662022L6 | 48.8079 |  |  | 47.8509 | 48.8079
01662024L6 | 48.8079 | 48.8079 | 0% | 47.8509 | 48.8079
01662025L6 | 48.8079 |  |  | 47.8509 | 48.8079
01662020L8 | 57.6 |  |  |  | 57.6
01662024L7 | 56.9442 |  |  | 55.8277 | 56.9442
01662025L7 | 63 |  |  |  | 63
01662022L8 | 63.36 |  |  |  | 63.36
01662015L24 | 129.6 |  |  |  | 129.6
01662016L24 | 168.5244 |  |  | 165.22 | 168.5244
01662018L24 | 155.52 |  |  |  | 155.52
01662020L24 | 169.8912 | 169.8912 | 0% | 166.56 | 169.8912
01662022L24 | 190.08 |  |  |  | 190.08
01662024L24 | 195.1056 |  |  | 191.28 | 195.1056
01662025L24 | 212.2416 |  |  | 208.08 | 212.2416
01662415L2 | 12.96 |  |  |  | 12.96
01662416L2 | 13.824 |  |  |  | 13.824
01662418L2 | 16.2625 |  |  | 15.9436 | 16.2625
01662420L2 | 17.28 |  |  |  | 17.28
01662422L2 | 16.9354 |  |  | 16.6034 | 16.9354
01662424L2 | 16.9354 | 16.9354 | 0% | 16.6034 | 16.9354
01662425L2 | 21.6 |  |  |  | 21.6
01662418L3 | 24.4192 |  |  | 23.9404 | 24.4192
01662420L3 | 24.4192 |  |  | 23.9404 | 24.4192
01662422L3 | 28.512 |  |  |  | 28.512
01662424L3 | 25.3776 |  |  | 24.88 | 25.3776
01662425L3 | 25.3815 |  |  | 24.8838 | 25.3815
01662420L4 | 32.5556 |  |  | 31.9172 | 32.5556
01662422L4 | 33.8505 |  |  | 33.1867 | 33.8505
01662424L4 | 33.8505 |  |  | 33.1867 | 33.8505
01662425L4 | 43.2 |  |  |  | 43.2
01662420L5 | 43.2 |  |  |  | 43.2
01662422L5 | 42.3029 |  |  | 41.4734 | 42.3029
01662424L5 | 42.3029 | 42.3029 | 0% | 41.4734 | 42.3029
01662425L5 | 50.7629 |  |  | 49.7676 | 50.7629
01662422L6 | 50.7553 |  |  | 49.7601 | 50.7553
01662424L6 | 50.7655 |  |  | 49.7701 | 50.7655
01662425L6 | 64.8 |  |  |  | 64.8
01662420L8 | 69.12 |  |  |  | 69.12
01662424L7 | 50.7553 |  |  | 49.7601 | 50.7553
01662425L7 | 75.6 |  |  |  | 75.6
01662422L8 | 76.032 |  |  |  | 76.032
01662415L24 | 155.52 |  |  |  | 155.52
01662416L24 | 170.1801 |  |  | 166.8432 | 170.1801
01662418L24 | 186.624 |  |  |  | 186.624
01662420L24 | 195.2621 |  |  | 191.4334 | 195.2621
01662422L24 | 228.096 |  |  |  | 228.096
01662424L24 | 203.0517 | 203.0517 | 0% | 199.0703 | 203.0517
01662425L24 | 259.2 |  |  |  | 259.2
01662515L2 | 14.1825 |  |  | 13.9044 | 14.1825
01662516L2 | 16.8445 |  |  | 16.5142 | 16.8445
01662518L2 | 16.2 |  |  |  | 16.2
01662520L2 | 16.2718 |  |  | 15.9528 | 16.2718
01662522L2 | 19.153 |  |  | 18.7775 | 19.153
01662524L2 | 22.6731 |  |  | 22.2285 | 22.6731
01662525L2 | 19.1536 |  |  | 18.778 | 19.1536
01662518L3 | 24.4078 |  |  | 23.9292 | 24.4078
01662520L3 | 28.7321 | 28.7321 | 0% | 28.1687 | 28.7321
01662522L3 | 29.7 |  |  |  | 29.7
01662524L3 | 32.4 |  |  |  | 32.4
01662525L3 | 28.7293 |  |  | 28.166 | 28.7293
01662520L4 | 38.3061 |  |  | 37.555 | 38.3061
01662522L4 | 38.3061 | 38.3061 | 0% | 37.555 | 38.3061
01662524L4 | 38.3061 |  |  | 37.555 | 38.3061
01662525L4 | 38.3061 |  |  | 37.555 | 38.3061
01662520L5 | 57.4591 |  |  | 56.3325 | 57.4591
01662522L5 | 47.8829 |  |  | 46.944 | 47.8829
01662524L5 | 47.8829 | 47.8829 | 0% | 46.944 | 47.8829
01662525L5 | 47.8829 |  |  | 46.944 | 47.8829
01662522L6 | 59.4 |  |  |  | 59.4
01662524L6 | 57.4597 | 57.4597 | 0% | 56.333 | 57.4597
01662525L6 | 57.4597 | 57.4597 | 0% | 56.333 | 57.4597
01662520L8 | 72 |  |  |  | 72
01662524L7 | 75.6 |  |  |  | 75.6
01662525L7 | 78.75 |  |  |  | 78.75
01662522L8 | 79.2 |  |  |  | 79.2
01662515L24 | 162 |  |  |  | 162
01662516L24 | 170.1801 |  |  | 166.8432 | 170.1801
01662518L24 | 194.4 |  |  |  | 194.4
01662520L24 | 195.2621 |  |  | 191.4334 | 195.2621
01662522L24 | 237.6 |  |  |  | 237.6
01662524L24 | 259.2 |  |  |  | 259.2
01662525L24 | 270 |  |  |  | 270
0110101020 | 4.6306 |  |  |  | 4.6306
0110101212 | 3.3341 |  |  |  | 3.3341
0110101216 | 4.4454 |  |  |  | 4.4454
0110101220 | 5.5568 |  |  |  | 5.5568
0110101224 | 6.6681 | 6.6681 | 0% | 6.5374 | 6.6681
0110101225 | 6.946 |  |  |  | 6.946
0110101416 | 5.1863 |  |  |  | 5.1863
0110101420 | 6.4829 |  |  |  | 6.4829
0110101425 | 8.1036 |  |  |  | 8.1036
0110101430 | 9.7244 |  |  |  | 9.7244
0110101520 | 6.946 |  |  |  | 6.946
0110101525 | 8.6825 |  |  |  | 8.6825
0110101530 | 10.419 |  |  |  | 10.419
0110101616 | 4.8889 |  |  |  | 4.8889
0110101618 | 5.5 |  |  |  | 5.5
0110101620 | 6.1111 |  |  |  | 6.1111
0110101622 | 6.7222 |  |  |  | 6.7222
0110101624 | 7.7999 |  |  | 7.6469 | 7.7999
0110101625 | 7.7999 |  |  | 7.6469 | 7.7999
0110101630 | 9.1667 |  |  |  | 9.1667
0110101820 | 6.875 |  |  |  | 6.875
0110101822 | 7.5625 |  |  |  | 7.5625
0110101824 | 8.9622 |  |  | 8.7865 | 8.9622
0110101825 | 8.5938 |  |  |  | 8.5938
0110102020 | 7.7999 |  |  | 7.6469 | 7.7999
0110102022 | 8.4028 |  |  |  | 8.4028
0110102024 | 8.9622 |  |  | 8.7865 | 8.9622
0110102025 | 8.9622 |  |  | 8.7865 | 8.9622
0110102030 | 11.4583 |  |  |  | 11.4583
0110102422 | 10.0833 |  |  |  | 10.0833
0110102424 | 10.0124 |  |  | 9.8161 | 10.0124
0110102430 | 13.75 |  |  |  | 13.75
0110102522 | 10.5035 |  |  |  | 10.5035
0110102524 | 11.4583 |  |  |  | 11.4583
0110102525 | 11.9358 |  |  |  | 11.9358
0110101015L2 | 6.946 |  |  |  | 6.946
0110101016L2 | 7.409 |  |  |  | 7.409
0110101018L2 | 8.3352 |  |  |  | 8.3352
0110101020L2 | 9.2613 |  |  |  | 9.2613
0110101022L2 | 10.1874 |  |  |  | 10.1874
0110101024L2 | 11.1136 |  |  |  | 11.1136
0110101025L2 | 11.5766 |  |  |  | 11.5766
0110101018L3 | 12.5027 |  |  |  | 12.5027
0110101020L3 | 13.8919 |  |  |  | 13.8919
0110101022L3 | 15.2811 |  |  |  | 15.2811
0110101024L3 | 16.6703 |  |  |  | 16.6703
0110101025L3 | 17.3649 |  |  |  | 17.3649
0110101020L4 | 18.5226 |  |  |  | 18.5226
0110101022L4 | 20.3748 |  |  |  | 20.3748
0110101024L4 | 22.2271 |  |  |  | 22.2271
0110101025L4 | 23.1532 |  |  |  | 23.1532
0110101020L5 | 23.1532 |  |  |  | 23.1532
0110101022L5 | 25.4686 |  |  |  | 25.4686
0110101024L5 | 27.7839 |  |  |  | 27.7839
0110101025L5 | 28.9415 |  |  |  | 28.9415
0110101022L6 | 30.5623 |  |  |  | 30.5623
0110101024L6 | 33.3407 |  |  |  | 33.3407
0110101025L6 | 34.7299 |  |  |  | 34.7299
0110101020L8 | 37.0452 |  |  |  | 37.0452
0110101024L7 | 38.8974 |  |  |  | 38.8974
0110101025L7 | 40.5182 |  |  |  | 40.5182
0110101022L8 | 40.7497 |  |  |  | 40.7497
0110101015L24 | 83.3516 |  |  |  | 83.3516
0110101016L24 | 88.9084 |  |  |  | 88.9084
0110101018L24 | 100.022 |  |  |  | 100.022
0110101020L24 | 111.1355 |  |  |  | 111.1355
0110101022L24 | 122.2491 |  |  |  | 122.2491
0110101024L24 | 133.3626 |  |  |  | 133.3626
0110101025L24 | 138.9194 |  |  |  | 138.9194
0110101215L2 | 8.3352 |  |  |  | 8.3352
0110101216L2 | 8.8908 |  |  |  | 8.8908
0110101218L2 | 10.0022 |  |  |  | 10.0022
0110101220L2 | 14.195 | 14.195 | 0% | 13.9167 | 14.195
0110101222L2 | 12.2249 |  |  |  | 12.2249
0110101224L2 | 13.3669 |  |  | 13.1048 | 13.3669
0110101225L2 | 13.8919 |  |  |  | 13.8919
0110101218L3 | 15.0033 |  |  |  | 15.0033
0110101220L3 | 17.0068 |  |  | 16.6733 | 17.0068
0110101222L3 | 20.0554 |  |  | 19.6621 | 20.0554
0110101224L3 | 20.0554 |  |  | 19.6621 | 20.0554
0110101225L3 | 20.8379 |  |  |  | 20.8379
0110101220L4 | 22.2271 |  |  |  | 22.2271
0110101222L4 | 24.4498 |  |  |  | 24.4498
0110101224L4 | 26.7337 |  |  | 26.2095 | 26.7337
0110101225L4 | 27.7839 |  |  |  | 27.7839
0110101220L5 | 27.7839 |  |  |  | 27.7839
0110101222L5 | 30.5623 |  |  |  | 30.5623
0110101224L5 | 33.3407 |  |  |  | 33.3407
0110101225L5 | 34.7299 |  |  |  | 34.7299
0110101222L6 | 36.6747 |  |  |  | 36.6747
0110101224L6 | 40.0088 |  |  |  | 40.0088
0110101225L6 | 41.6758 |  |  |  | 41.6758
0110101220L8 | 44.4542 |  |  |  | 44.4542
0110101224L7 | 46.6769 |  |  |  | 46.6769
0110101225L7 | 48.6218 |  |  |  | 48.6218
0110101222L8 | 48.8996 |  |  |  | 48.8996
0110101212L24 | 80.0176 |  |  |  | 80.0176
0110101215L24 | 100.022 |  |  |  | 100.022
0110101216L24 | 106.6901 |  |  |  | 106.6901
0110101218L24 | 120.0264 |  |  |  | 120.0264
0110101220L24 | 133.3626 |  |  |  | 133.3626
0110101222L24 | 146.6989 |  |  |  | 146.6989
0110101224L24 | 160.0352 |  |  |  | 160.0352
0110101225L24 | 166.7033 |  |  |  | 166.7033
0110101415L2 | 9.7244 |  |  |  | 9.7244
0110101416L2 | 10.3726 |  |  |  | 10.3726
0110101418L2 | 11.6692 |  |  |  | 11.6692
0110101420L2 | 12.9658 |  |  |  | 12.9658
0110101422L2 | 14.2624 |  |  |  | 14.2624
0110101424L2 | 15.559 |  |  |  | 15.559
0110101425L2 | 16.2073 |  |  |  | 16.2073
0110101418L3 | 17.5038 |  |  |  | 17.5038
0110101420L3 | 19.4487 |  |  |  | 19.4487
0110101422L3 | 21.3936 |  |  |  | 21.3936
0110101424L3 | 23.3385 |  |  |  | 23.3385
0110101425L3 | 24.3109 |  |  |  | 24.3109
0110101420L4 | 25.9316 |  |  |  | 25.9316
0110101422L4 | 28.5248 |  |  |  | 28.5248
0110101424L4 | 31.1179 |  |  |  | 31.1179
0110101425L4 | 32.4145 |  |  |  | 32.4145
0110101420L5 | 32.4145 |  |  |  | 32.4145
0110101422L5 | 35.656 |  |  |  | 35.656
0110101424L5 | 38.8974 |  |  |  | 38.8974
0110101425L5 | 40.5182 |  |  |  | 40.5182
0110101422L6 | 42.7872 |  |  |  | 42.7872
0110101424L6 | 46.6769 |  |  |  | 46.6769
0110101425L6 | 48.6218 |  |  |  | 48.6218
0110101420L8 | 51.8632 |  |  |  | 51.8632
0110101424L7 | 54.4564 |  |  |  | 54.4564
0110101425L7 | 56.7254 |  |  |  | 56.7254
0110101422L8 | 57.0496 |  |  |  | 57.0496
0110101415L24 | 116.6923 |  |  |  | 116.6923
0110101416L24 | 124.4718 |  |  |  | 124.4718
0110101418L24 | 140.0308 |  |  |  | 140.0308
0110101420L24 | 155.5897 |  |  |  | 155.5897
0110101422L24 | 171.1487 |  |  |  | 171.1487
0110101424L24 | 186.7077 |  |  |  | 186.7077
0110101425L24 | 194.4872 |  |  |  | 194.4872
0110101615L2 | 9.1667 |  |  |  | 9.1667
0110101616L2 | 9.7778 |  |  |  | 9.7778
0110101618L2 | 11 |  |  |  | 11
0110101620L2 | 13.3669 |  |  | 13.1048 | 13.3669
0110101622L2 | 13.4444 |  |  |  | 13.4444
0110101624L2 | 14.6667 |  |  |  | 14.6667
0110101625L2 | 15.61 | 15.61 | 0% | 15.3039 | 15.61
0110101618L3 | 16.5 |  |  |  | 16.5
0110101620L3 | 20.0554 |  |  | 19.6621 | 20.0554
0110101622L3 | 20.1667 |  |  |  | 20.1667
0110101624L3 | 23.3894 |  |  | 22.9308 | 23.3894
0110101625L3 | 22.9167 |  |  |  | 22.9167
0110101620L4 | 26.7337 |  |  | 26.2095 | 26.7337
0110101622L4 | 31.1995 |  |  | 30.5878 | 31.1995
0110101624L4 | 31.1995 |  |  | 30.5878 | 31.1995
0110101625L4 | 31.1995 |  |  | 30.5878 | 31.1995
0110101620L5 | 30.5556 |  |  |  | 30.5556
0110101622L5 | 33.6111 |  |  |  | 33.6111
0110101624L5 | 36.6667 |  |  |  | 36.6667
0110101625L5 | 38.9994 |  |  | 38.2347 | 38.9994
0110101622L6 | 40.3333 |  |  |  | 40.3333
0110101624L6 | 44 |  |  |  | 44
0110101625L6 | 45.8333 |  |  |  | 45.8333
0110101620L8 | 48.8889 |  |  |  | 48.8889
0110101624L7 | 51.3333 |  |  |  | 51.3333
0110101625L7 | 53.4722 |  |  |  | 53.4722
0110101622L8 | 53.7778 |  |  |  | 53.7778
0110101615L24 | 110 |  |  |  | 110
0110101616L24 | 117.3333 |  |  |  | 117.3333
0110101618L24 | 132 |  |  |  | 132
0110101620L24 | 146.6667 |  |  |  | 146.6667
0110101622L24 | 161.3333 |  |  |  | 161.3333
0110101624L24 | 176 |  |  |  | 176
0110101625L24 | 183.3333 |  |  |  | 183.3333
0110101815L2 | 10.3125 |  |  |  | 10.3125
0110101816L2 | 11 |  |  |  | 11
0110101818L2 | 12.375 |  |  |  | 12.375
0110101820L2 | 13.75 |  |  |  | 13.75
0110101822L2 | 15.125 |  |  |  | 15.125
0110101824L2 | 16.5 |  |  |  | 16.5
0110101825L2 | 17.1875 |  |  |  | 17.1875
0110101818L3 | 18.5625 |  |  |  | 18.5625
0110101820L3 | 20.625 |  |  |  | 20.625
0110101822L3 | 22.6875 |  |  |  | 22.6875
0110101824L3 | 24.75 |  |  |  | 24.75
0110101825L3 | 25.7813 |  |  |  | 25.7813
0110101820L4 | 27.5 |  |  |  | 27.5
0110101822L4 | 30.25 |  |  |  | 30.25
0110101824L4 | 33 |  |  |  | 33
0110101825L4 | 34.375 |  |  |  | 34.375
0110101820L5 | 34.375 |  |  |  | 34.375
0110101822L5 | 37.8125 |  |  |  | 37.8125
0110101824L5 | 41.25 |  |  |  | 41.25
0110101825L5 | 42.9688 |  |  |  | 42.9688
0110101822L6 | 45.375 |  |  |  | 45.375
0110101824L6 | 49.5 |  |  |  | 49.5
0110101825L6 | 51.5625 |  |  |  | 51.5625
0110101820L8 | 55 |  |  |  | 55
0110101824L7 | 57.75 |  |  |  | 57.75
0110101825L7 | 60.1563 |  |  |  | 60.1563
0110101822L8 | 60.5 |  |  |  | 60.5
0110101815L24 | 123.75 |  |  |  | 123.75
0110101816L24 | 132 |  |  |  | 132
0110101818L24 | 148.5 |  |  |  | 148.5
0110101820L24 | 165 |  |  |  | 165
0110101822L24 | 181.5 |  |  |  | 181.5
0110101824L24 | 198 |  |  |  | 198
0110101825L24 | 206.25 |  |  |  | 206.25
0110102015L2 | 11.4583 |  |  |  | 11.4583
0110102016L2 | 12.2222 |  |  |  | 12.2222
0110102018L2 | 13.75 |  |  |  | 13.75
0110102020L2 | 15.61 |  |  | 15.3039 | 15.61
0110102022L2 | 16.8056 |  |  |  | 16.8056
0110102024L2 | 18.3333 |  |  |  | 18.3333
0110102025L2 | 17.8938 | 17.8938 | 0% | 17.543 | 17.8938
0110102018L3 | 20.625 |  |  |  | 20.625
0110102020L3 | 23.3894 |  |  | 22.9308 | 23.3894
0110102022L3 | 25.2083 |  |  |  | 25.2083
0110102024L3 | 26.8561 |  |  | 26.3295 | 26.8561
0110102025L3 | 26.8561 | 26.8561 | 0% | 26.3295 | 26.8561
0110102020L4 | 31.1995 |  |  | 30.5878 | 31.1995
0110102022L4 | 35.8081 |  |  | 35.106 | 35.8081
0110102024L4 | 35.8081 | 35.8081 | 0% | 35.106 | 35.8081
0110102025L4 | 35.8081 |  |  | 35.106 | 35.8081
0110102020L5 | 38.9994 |  |  | 38.2347 | 38.9994
0110102022L5 | 63.036 |  |  | 61.8 | 63.036
0110102024L5 | 44.7499 |  |  | 43.8724 | 44.7499
0110102025L5 | 44.7499 |  |  | 43.8724 | 44.7499
0110102022L6 | 50.4167 |  |  |  | 50.4167
0110102024L6 | 55 |  |  |  | 55
0110102025L6 | 57.2917 |  |  |  | 57.2917
0110102020L8 | 61.1111 |  |  |  | 61.1111
0110102024L7 | 64.1667 |  |  |  | 64.1667
0110102025L7 | 66.8403 |  |  |  | 66.8403
0110102022L8 | 67.2222 |  |  |  | 67.2222
0110102015L24 | 137.5 |  |  |  | 137.5
0110102016L24 | 146.6667 |  |  |  | 146.6667
0110102018L24 | 165 |  |  |  | 165
0110102020L24 | 183.3333 |  |  |  | 183.3333
0110102022L24 | 201.6667 |  |  |  | 201.6667
0110102024L24 | 220 |  |  |  | 220
0110102025L24 | 229.1667 |  |  |  | 229.1667
0110102415L2 | 13.75 |  |  |  | 13.75
0110102416L2 | 14.6667 |  |  |  | 14.6667
0110102418L2 | 17.8938 |  |  | 17.543 | 17.8938
0110102420L2 | 18.3333 |  |  |  | 18.3333
0110102422L2 | 20.1667 |  |  |  | 20.1667
0110102424L2 | 20.0554 |  |  | 19.6621 | 20.0554
0110102425L2 | 22.9167 |  |  |  | 22.9167
0110102418L3 | 24.75 |  |  |  | 24.75
0110102420L3 | 26.8561 |  |  | 26.3295 | 26.8561
0110102422L3 | 30.0576 |  |  | 29.4682 | 30.0576
0110102424L3 | 30.0576 |  |  | 29.4682 | 30.0576
0110102425L3 | 34.375 |  |  |  | 34.375
0110102420L4 | 35.8081 |  |  | 35.106 | 35.8081
0110102422L4 | 40.3333 |  |  |  | 40.3333
0110102424L4 | 40.0802 |  |  | 39.2943 | 40.0802
0110102425L4 | 40.0802 |  |  | 39.2943 | 40.0802
0110102420L5 | 45.8333 |  |  |  | 45.8333
0110102422L5 | 50.4167 |  |  |  | 50.4167
0110102424L5 | 50.1028 |  |  | 49.1203 | 50.1028
0110102425L5 | 57.2917 |  |  |  | 57.2917
0110102422L6 | 60.1559 |  |  | 58.9764 | 60.1559
0110102424L6 | 66 |  |  |  | 66
0110102425L6 | 60.1559 |  |  | 58.9764 | 60.1559
0110102420L8 | 73.3333 |  |  |  | 73.3333
0110102424L7 | 77 |  |  |  | 77
0110102425L7 | 80.2083 |  |  |  | 80.2083
0110102422L8 | 80.6667 |  |  |  | 80.6667
0110102415L24 | 165 |  |  |  | 165
0110102416L24 | 176 |  |  |  | 176
0110102418L24 | 198 |  |  |  | 198
0110102420L24 | 220 |  |  |  | 220
0110102422L24 | 242 |  |  |  | 242
0110102424L24 | 264 |  |  |  | 264
0110102425L24 | 275 |  |  |  | 275
0110102515L2 | 15.61 |  |  |  | 15.61
0110102516L2 | 15.61 |  |  | 15.3039 | 15.61
0110102518L2 | 17.1875 |  |  |  | 17.1875
0110102520L2 | 17.8938 |  |  |  | 17.8938
0110102522L2 | 21.0069 |  |  |  | 21.0069
0110102524L2 | 21.075 |  |  | 20.6617 | 21.075
0110102525L2 | 23.8715 |  |  |  | 23.8715
0110102518L3 | 25.7813 |  |  |  | 25.7813
0110102520L3 | 28.6458 |  |  |  | 28.6458
0110102522L3 | 31.5104 |  |  |  | 31.5104
0110102524L3 | 34.375 |  |  |  | 34.375
0110102525L3 | 35.8073 |  |  |  | 35.8073
0110102520L4 | 35.8081 |  |  | 35.1059 | 35.8081
0110102522L4 | 42.0139 |  |  |  | 42.0139
0110102524L4 | 42.1499 |  |  | 41.3235 | 42.1499
0110102525L4 | 47.7431 |  |  |  | 47.7431
0110102520L5 | 47.7431 |  |  |  | 47.7431
0110102522L5 | 52.6619 | 52.6619 | 0% | 51.6293 | 52.6619
0110102524L5 | 57.2917 |  |  |  | 57.2917
0110102525L5 | 59.6788 |  |  |  | 59.6788
0110102522L6 | 63.0208 |  |  |  | 63.0208
0110102524L6 | 68.75 |  |  |  | 68.75
0110102525L6 | 71.6146 |  |  |  | 71.6146
0110102520L8 | 76.3889 |  |  |  | 76.3889
0110102524L7 | 80.2083 |  |  |  | 80.2083
0110102525L7 | 83.5503 |  |  |  | 83.5503
0110102522L8 | 84.0278 |  |  |  | 84.0278
0110102515L24 | 171.875 |  |  |  | 171.875
0110102516L24 | 183.3333 |  |  |  | 183.3333
0110102518L24 | 206.25 |  |  |  | 206.25
0110102520L24 | 229.1667 |  |  |  | 229.1667
0110102522L24 | 252.0833 |  |  |  | 252.0833
0110102524L24 | 275 |  |  |  | 275
0110102525L24 | 286.4583 |  |  |  | 286.4583
036112135 | 45.611 |  |  | 45.611 | 45.611
036114135 | 52.2594 |  |  | 52.2594 | 52.2594
036116135 | 54 | 54 | 0% | 65.3921 | 54
036118135 | 72.167 |  |  | 72.167 | 72.167
036122135 | 74.25 | 74.25 | 0% | 74.9529 | 74.25
036124135 | 81 | 81 | 0% | 100.5498 | 81
036125135 | 84.375 | 84.375 | 0% | 100.5897 | 84.375
036127135 | 91.125 | 91.125 | 0% | 109.35 | 91.125
036130135 | 101.25 | 101.25 | 0% | 124.2403 | 101.25
036136135 | 121.5 | 121.5 | 0% | 131.51 | 121.5
036140135 | 135 | 135 | 0% | 144.962 | 135
036148135 | 162 | 162 | 0% | 171.0722 | 162
036150135 | 168.75 | 168.75 | 0% | 151.0196 | 168.75
036152135 | 175.5 | 175.5 | 0% | 184.2596 | 175.5
036160135 | 202.5 | 202.5 | 0% | 180.6377 | 202.5
036161135 | 205.875 |  |  |  | 205.875
036172135 | 243 | 243 | 0% | 250.1964 | 243
036186135 | 290.25 | 290.25 | 0% | 298.18 | 290.25
0261242450 | 120 | 120 | 0% | 76.9738 | 120
035520135 | 562.5 |  |  | 0 | 562.5
035522135 | 618.75 | 618.75 | 0% | 96.4854 | 618.75
035527135 | 759.375 | 759.375 | 0% | 130.6436 | 759.375
035530135 | 843.75 | 843.75 | 0% | 164.9204 | 843.75
035545135 | 1265.625 |  |  |  | 1265.625
035560135 | 1687.5 | 1687.5 | 0% | 296.5831 | 1687.5
0355104135 | 2925 |  |  | 0 | 2925
02552020 | 6.8748 |  |  | 6.8748 | 6.8748
02552025 | 8.5764 |  |  | 8.576 | 8.5764
03652090 | 79.2 | 79.2 | 0% | 78.49 | 79.2
03652290 | 191.84 |  |  | 191.84 | 191.84
03652490 | 95.04 | 95.04 | 0% | 84.74 | 95.04
03652790 | 129.7627 |  |  | 129.7627 | 129.7627
03653090 | 118.8 | 118.8 | 0% | 144.32 | 118.8
03653490 | 135.15 |  |  | 0 | 135.15
03653690 | 142.56 | 142.56 | 0% | 160.64 | 142.56
03653890 | 151.05 |  |  |  | 151.05
03654090 | 158.4 | 158.4 | 0% | 207.19 | 158.4
03654890 | 190.08 | 190.08 | 0% | 225.71 | 190.08
03655090 | 221.37 |  |  | 221.37 | 221.37
03655190 | 201.96 | 201.96 | 0% | 250.9296 | 201.96
03655590 | 217.8 | 217.8 | 0% | 248.9258 | 217.8
03655890 | 229.68 | 229.68 | 0% | 261.8 | 229.68
03656090 | 237.6 | 237.6 | 0% | 239.47 | 237.6
03657290 | 285.12 | 285.12 | 0% | 315.1825 | 285.12
036510490 | 411.84 | 411.84 | 0% | 411.2754 | 411.84
02652020 | 2.3 | 2.3 | 0% | 4.2695 | 2.3
02652025 | 2.875 | 2.875 | 0% | 4.7868 | 2.875
03662090 | 144 | 144 | 0% | 119.1223 | 144
03662590 | 180 |  |  | 145.2319 | 180
03663090 | 216 |  |  | 153.9384 | 216
03663590 | 252 | 252 | 0% | 196.3434 | 252
03664090 | 288 |  |  | 210.5158 | 288
03664590 | 324 | 324 | 0% | 233.2766 | 324
03664890 | 345.6 |  |  | 157.625 | 345.6
03665090 | 360 | 360 | 0% | 275.7896 | 360
03666090 | 432 | 432 | 0% | 319.3122 | 432
03667290 | 518.4 | 518.4 | 0% | 329.403 | 518.4
03668490 | 604.8 | 604.8 | 0% |  | 604.8
03669890 | 513.4218 |  |  | 513.4218 | 513.4218
036610490 | 748.8 | 748.8 | 0% | 448.6705 | 748.8
036612090 | 864 | 864 | 0% | 320.8275 | 864
02662020 | 2.569 |  |  | 2.569 | 2.569
02662025 | 3.1088 |  |  | 3.1088 | 3.1088
0266242440 | 153.6 |  |  | 0 | 153.6
03E752090 | 59.1 | 59.1 | 0% | 69.15 | 59.1
03E752590 | 73.875 | 73.875 | 0% | 86.48 | 73.875
03E753090 | 88.65 | 88.65 | 0% | 103.76 | 88.65
03E753690 | 106.38 | 106.38 | 0% | 124.51 | 106.38
03E754090 | 118.2 | 118.2 | 0% | 138.31 | 118.2
03E754590 | 132.975 | 132.975 | 0% | 148.83 | 132.975
03E754890 | 141.84 | 141.84 | 0% | 158.75 | 141.84
03E755090 | 147.75 | 147.75 | 0% | 172.8108 | 147.75
03E756090 | 177.3 | 177.3 | 0% | 207.51 | 177.3
03E757290 | 212.76 | 212.76 | 0% | 248.9204 | 212.76
03E758490 | 248.22 | 248.22 | 0% | 290.3238 | 248.22
02E75202040 | 77.117 | 77.117 | 0% | 58.42 | 77.117
02E75202540 | 96.383 | 96.383 | 0% | 72.99 | 96.383
03E122060 | 63 | 63 | 0% | 77.81 | 63
03E122560 | 86.2301 |  |  | 86.2301 | 86.2301
03E123060 | 94.5 | 94.5 | 0% | 116.73 | 94.5
03E123660 | 113.4 | 113.4 | 0% | 140.07 | 113.4
03E124060 | 126 | 126 | 0% | 155.63 | 126
03E124460 | 138.6 | 138.6 | 0% | 138.6 | 138.6
03E124860 | 151.2 | 151.2 | 0% | 186.76 | 151.2
03E125060 | 157.5 | 157.5 | 0% | 174.19 | 157.5
03E126060 | 189 | 189 | 0% | 233.44 | 189
03E127260 | 226.8 |  |  |  | 226.8
03E128460 | 265.7937 |  |  | 265.7937 | 265.7937
03E129060 | 283.5 | 283.5 | 0% | 350.0799 | 283.5
03E129660 | 302.4 | 302.4 | 0% | 311.4509 | 302.4
03E1210460 | 327.6 | 327.6 | 0% | 320.0208 | 327.6
02E12202040 | 103.342 | 103.342 | 0% | 110.4 | 103.342
02E12202540 | 129.158 | 129.158 | 0% | 136.91 | 129.158
03E12H2060 | 97.92 |  |  | 97.92 | 97.92
03E12H3060 | 120 | 120 | 0% | 146.88 | 120
03E12H3660 | 144 | 144 | 0% | 176.256 | 144
03E12H4560 | 196.21 |  |  | 196.21 | 196.21
03E12H5460 | 216 | 216 | 0% | 232.89 | 216
03E12H6060 | 293.76 |  |  | 293.76 | 293.76
03E12H8660 | 348 | 348 | 0% | 365.1234 | 348
03E12H10460 | 416 | 416 | 0% | 408.7169 | 416
02E12H202040 | 122.232 | 122.232 | 0% | 136.4354 | 122.232
02E12H2025 | 3.819 | 3.819 | 0% | 3.3226 | 3.819
02E12H2424 | 4.4 | 4.4 | 0% | 3.8235 | 4.4
03982090 | 75.69 |  |  | 75.69 | 75.69
03982490 | 102.6 | 102.6 | 0% | 141.4968 | 102.6
03982890 | 119.7 | 119.7 | 0% | 124.367 | 119.7
03983190 | 132.525 | 132.525 | 0% | 129.54 | 132.525
03983490 | 145.35 |  |  |  | 145.35
03983690 | 153.9 | 153.9 | 0% | 156.6348 | 153.9
03983890 | 162.45 |  |  |  | 162.45
03984290 | 179.55 | 179.55 | 0% | 180.1385 | 179.55
03984590 | 192.375 | 192.375 | 0% | 198.92 | 192.375
03984890 | 205.2 | 205.2 | 0% | 204.04 | 205.2
03985590 | 235.125 | 235.125 | 0% | 231.9264 | 235.125
03986890 | 290.7 |  |  |  | 290.7
03987290 | 307.8 | 307.8 | 0% | 285.3078 | 307.8
03988490 | 359.1 | 359.1 | 0% | 340.7103 | 359.1
039810490 | 444.6 |  |  |  | 444.6
0298202020 | 48.337 | 48.337 | 0% | 39.9924 | 48.337
0298202520 | 60.413 | 60.413 | 0% | 48.3476 | 60.413
03992090 | 106.5 | 106.5 | 0% | 91.7763 | 106.5
03992490 | 127.8 | 127.8 | 0% | 131.07 | 127.8
03992590 | 133.125 | 133.125 | 0% | 116.71 | 133.125
03993090 | 159.75 | 159.75 | 0% | 157.29 | 159.75
03993490 | 181.05 |  |  | 181.05 | 181.05
03993690 | 191.7 | 191.7 | 0% | 188.75 | 191.7
03993890 | 202.35 |  |  |  | 202.35
03994090 | 209.72 |  |  | 209.72 | 209.72
03994590 | 239.625 | 239.625 | 0% | 235.93 | 239.625
03994890 | 255.6 | 255.6 | 0% | 251.66 | 255.6
03996090 | 319.5 | 319.5 | 0% | 314.58 | 319.5
03997290 | 383.4 | 383.4 | 0% | 297.0528 | 383.4
03998490 | 447.3 | 447.3 | 0% | 406.975 | 447.3
03999690 | 511.2 | 511.2 | 0% | 463.02 | 511.2
039910490 | 553.8 | 553.8 | 0% | 467.5289 | 553.8
0299202040 | 112.231 | 112.231 | 0% | 77.85 | 112.231
0299202540 | 140.269 | 140.269 | 0% | 91.18 | 140.269
PPG-024-060-001 | 141.8918 | 141.8918 | 0% | 135.135 | 141.8918
PPG-030-060-001 | 198.849 | 198.85 | 0.0005029% | 189.38 | 198.849
PPG-036-060-001 | 238.6125 | 238.6125 | 0% | 227.25 | 238.6125
PPG-040-060-001 | 274.75 | 274.75 | 0% | 285.1905 | 274.75
PPG-048-060-001 | 318.15 | 318.15 | -1.787e-14% | 303 | 318.15
PPG-060-060-001 | 397.6875 | 397.6875 | 0% | 378.75 | 397.6875
PPG-020-020-040 | 152.4495 | 152.4495 | 0% | 145.19 | 152.4495
PPG-020-025-040 | 190.5855 | 190.59 | 0.002361% | 181.51 | 190.5855
PP-020-050-001 | 152.91 | 152.91 | 0% | 152.91 | 152.91
PP-024-050-001 | 174.615 | 174.615 | 0% | 166.3 | 174.615
PP-030-050-001 | 218.2845 | 218.28 | -0.002062% | 207.89 | 218.2845
PP-036-050-001 | 261.933 | 261.93 | -0.001145% | 249.46 | 261.933
PP-040-050-001 | 291.0285 | 291.03 | 0.0005154% | 277.17 | 291.0285
PP-045-050-001 | 327.432 | 327.43 | -0.0006108% | 311.84 | 327.432
PP-048-050-001 | 349.2405 | 349.24 | -0.0001432% | 332.61 | 349.2405
PP-060-050-001 | 436.548 | 436.548 | 0% | 415.76 | 436.548
PPW-020-020-030 | 145.5195 | 145.52 | 0.0003436% | 138.59 | 145.5195
PPW-020-025-030 | 181.9125 | 181.9125 | 0% | 173.25 | 181.9125
14AG20300S | 165 | 165 | 0% | 155.79 | 165
14AG24300S | 198 | 198 | 0% | 193.5126 | 198
14AG25300S | 206.25 | 206.25 | 0% | 193.59 | 206.25
14AG28300S | 231 | 231 | 0% | 218.7325 | 231
14AG30300S | 247.5 | 247.5 | 0% | 234.49 | 247.5
14AG36300S | 297 | 297 | 0% | 278.78 | 297
14AG41300S | 338.25 | 338.25 | 0% | 285.2338 | 338.25
14AG45300S | 371.25 | 371.25 | 0% | 346.82 | 371.25
14AG48300S | 396 | 396 | 0% | 331.6903 | 396
14AG60300S | 495 | 495 | 0% | 467.14 | 495
14AG72300S | 594 | 594 | 0% | 479.5208 | 594
14AG84300S | 693 | 693 | 0% | 579.7494 | 693
14AGP202050 | 80.562 | 80.562 | 0% | 51.17 | 80.562
14AGP2020100 | 161.124 | 161.124 | 0% | 102.34 | 161.124
14AGP202550 | 100.688 | 100.688 | 0% | 63.96 | 100.688
14AGP2025100 | 201.376 | 201.376 | 0% | 127.92 | 201.376
14AGP242450 | 116 | 116 | 0% | 73.68 | 116
14AGP2424100 | 232 | 232 | 0% | 178 | 232
14AGVA120300 | 218.57 |  |  | 218.57 | 218.57
14AGVA125300 | 261.5099 |  |  | 261.5099 | 261.5099
14AGVA130300 | 327.88 | 327.88 | 0% | 327.88 | 327.88
14AGVA136300 | 393.48 |  |  | 393.48 | 393.48
14AGVA142300 | 459.032 |  |  | 0 | 459.032
14AGVA145300 | 491.85 |  |  |  | 491.85
14AGVA148300 | 381.4568 | 381.4568 | 0% | 381.4568 | 381.4568
14AGVA160300 | 655.77 |  |  | 655.77 | 655.77
14AGVA184300 | 667.5488 |  |  | 667.5488 | 667.5488
14AGVA190300 | 983.68 | 983.68 | 0% | 983.68 | 983.68
14AGVA12020100 | 121.3889 |  |  |  | 121.3889
14AGVA12025100 | 151.7361 |  |  |  | 151.7361
14AG20300PB | 225 | 225 | 0% | 413.94 | 225
14AG25300PB | 281.25 | 281.25 | 0% | 517.41 | 281.25
14AG30300PB | 337.5 | 337.5 | 0% | 620.9 | 337.5
14AG36300PB | 405 | 405 | 0% | 745.09 | 405
14AG41300PB | 461.25 | 461.25 | 0% | 848.56 | 461.25
14AG45300PB | 506.25 | 506.25 | 0% | 931.34 | 506.25
14AG48300PB | 540 | 540 | 0% | 993.43 | 540
14AG60300PB | 675 |  |  | 1359.44 | 675
14AG84300PB | 945 |  |  | 0 | 945
14AGP2020PG50 | 97.23 | 97.23 | 0% | 123.6 | 97.23
14AGP2025PG50 | 123.95 | 123.95 | 0% | 70.77 | 123.95
14AG20300 | 195 | 195 | 0% | 153.4553 | 195
14AG21300 | 204.75 | 204.75 | 0% | 214.81 | 204.75
14AG24300 | 234 | 234 | 0% | 245.5 | 234
14AG25300 | 243.75 | 243.75 | 0% | 255.72 | 243.75
14AG27300 | 263.25 | 263.25 | 0% | 276.18 | 263.25
14AG28300 | 273 | 273 | 0% | 286.41 | 273
14AG30300 | 292.5 | 292.5 | 0% | 306.87 | 292.5
14AG36300 | 351 | 351 | 0% | 368.24 | 351
14AG40300 | 390 | 390 | 0% | 415.1 | 390
14AG41300 | 399.75 | 399.75 | 0% | 419.39 | 399.75
14AG45300 | 438.75 | 438.75 | 0% | 460.3 | 438.75
14AG48300 | 468 | 468 | 0% | 490.99 | 468
14AG60300 | 585 | 585 | 0% | 613.74 | 585
14AG84300 | 819 | 819 | 0% | 655.2086 | 819
14AG96300 | 748.8097 |  |  | 748.8097 | 748.8097
14AGP2020HD50 | 88.896 | 88.896 | 0% | 61.57 | 88.896
14AGP2020HD100 | 177.792 | 177.792 | 0% | 123.13 | 177.792
14AGP2025HD50 | 111.104 | 111.104 | 0% | 76.95 | 111.104
14AGP2025HD100 | 222.208 | 222.208 | 0% | 153.91 | 222.208
14AGP2424HD50 | 128 | 128 | 0% | 81.0682 | 128
20WROLLMON | 0.34 | 0.34 | 0% | 0.25466 | 0.34
25WROLLMON | 0.34 | 0.34 | 0% | 0.26508 | 0.34
30WROLLMON | 0.34 | 0.34 | 0% | 0.26354 | 0.34
36WROLLMON | 0.34 | 0.34 | 0% | 0.25665 | 0.34
40WROLLMON | 0.34 | 0.34 | 0% | 0.33281 | 0.34
42WROLLMON | 0.34 | 0.34 | 0% | 0.30216 | 0.34
48WROLLMON | 0.34 | 0.34 | 0% | 0.24776 | 0.34
60WROLLMON | 0.34 | 0.34 | 0% | 0.26726 | 0.34
72WROLLMON | 0.34 | 0.34 | 0% | 0.26598 | 0.34
84WROLLMON | 0.34 | 0.34 | 0% | 0.25097 | 0.34
96WROLLMON | 0.34 | 0.34 | 0% | 0.25985 | 0.34
202050MP | 1.639 | 1.639 | 0% | 1.32 | 1.639
2020100MP | 1.639 | 1.639 | 0% | 0.80998 | 1.639
202550MP | 2.048 |  |  | 0 | 2.048
2025100MP | 2.048 | 2.048 | 0% | 0.98723 | 2.048
14AGVA020300 | 148.79 |  |  | 148.79 | 148.79
14AGVA024300 | 180 | 180 | 0% | 178.54 | 180
14AGVA025300 | 148.6531 |  |  | 148.6531 | 148.6531
14AGVA030300 | 225 | 225 | 0% | 223.18 | 225
14AGVA036300 | 270 | 270 | 0% | 267.81 | 270
14AGVA045300 | 334.77 |  |  | 334.77 | 334.77
14AGVA048300 | 285.4132 |  |  | 285.4132 | 285.4132
14AGVA072300 | 535.63 |  |  | 535.63 | 535.63
14AGVA084300 | 499.4726 |  |  | 499.4726 | 499.4726
14AGVA096300 | 720 |  |  |  | 720
14AGPVA02020100 | 152.79 | 152.79 | 0% | 89.55 | 152.79
14AGPVA02025100 | 190.96 | 190.96 | 0% | 111.93 | 190.96
14AGVA320300 | 343.14 |  |  | 343.14 | 343.14
14AGVA324300 | 411.76 |  |  | 411.76 | 411.76
14AGVA330300 | 514.71 |  |  | 514.71 | 514.71
14AGVA336300 | 585 | 585 | 0% | 617.66 | 585
14AGVA342300 | 682.5 | 682.5 | 0% | 585.1448 | 682.5
14AGVA345300 | 731.25 | 731.25 | 0% | 772.06 | 731.25
14AGVA348300 | 780 | 780 | 0% | 646.1332 | 780
14AGVA352300 | 845 | 845 | 0% | 1282.39 | 845
14AGVA354300 | 877.5 | 877.5 | 0% | 1283.1 | 877.5
14AGVA360300 | 975 | 975 | 0% | 1029.42 | 975
14AGVA372300 | 1170 |  |  |  | 1170
14AGVA384300 | 1365 |  |  | 1289.76 | 1365
14AGVA386300 | 1397.5 | 1397.5 | 0% | 1157.65 | 1397.5
14AGPVA32020100 | 250.02 | 250.02 | 0% | 219.21 | 250.02
14AGPVA3242450 | 137.4652 |  |  | 137.4652 | 137.4652
14AGGPF20300 | 240 |  |  |  | 240
14AGGPF24300 | 288 | 288 | 0% | 262.32 | 288
14AGGPF25300 | 300 | 300 | 0% | 316.8811 | 300
14AGGPF30300 | 360 | 360 | 0% | 327.88 | 360
14AGGPF36300 | 432 | 432 | 0% | 393.48 | 432
14AGGPF46300 | 552 | 552 | 0% | 454.1029 | 552
14AGGPF48300 | 477.6532 |  |  | 477.6532 | 477.6532
14AGGPF66300 | 656.7729 |  |  | 656.7729 | 656.7729
14AGPGPF2020100 | 152.55 |  |  | 152.55 | 152.55
14AGE2820200 | 233.333 | 233.333 | 0% | 212.45 | 233.333
14AGE2821200 | 223.07 |  |  | 223.07 | 223.07
14AGE2824200 | 280 | 280 | 0% | 256 | 280
14AGE2825200 | 291.667 | 291.667 | 0% | 265.54 | 291.667
14AGE2828200 | 326.667 | 326.667 | 0% | 298.666 | 326.667
14AGE2830200 | 350 | 350 | 0% | 318.66 | 350
14AGE2836200 | 420 | 420 | 0% | 384 | 420
14AGE2840200 | 466.667 | 466.667 | 0% | 426.667 | 466.667
14AGE2841200 | 478.333 | 478.333 | 0% | 437.333 | 478.333
14AGE2845200 | 525 | 525 | 0% | 480 | 525
14AGE2848200 | 560 | 560 | 0% | 512 | 560
14AGE2860200 | 700 | 700 | 0% | 640 | 700
14AGE2866200 | 710 | 710 | 0% | 865.13 | 710
14AGE2884200 | 980 | 980 | 0% | 896 | 980
14AGE2890200 | 960 |  |  | 960 | 960
14AGPE28202050 | 121.538 | 121.538 | 0% | 102.34 | 121.538
14AGPE28202550 | 151.9 | 151.9 | 0% | 127.92 | 151.9
14AGPE28242450 | 175 | 175 | 0% | 118.9562 | 175
14AGVA724300 | 445.01 |  |  | 445.01 | 445.01
14AGVA730300 | 556.26 |  |  | 556.26 | 556.26
14AGVA736300 | 630 | 630 | 0% | 667.51 | 630
14AGVA745300 | 787.5 | 787.5 | 0% | 834.39 | 787.5
14AGVA748300 | 840 | 840 | 0% | 736.5608 | 840
14AGVA760300 | 1112.52 |  |  | 1112.52 | 1112.52
14AGVA772300 | 1335.02 |  |  | 1335.02 | 1335.02
14AGVA784300 | 1470 | 1470 | 0% | 1243.38 | 1470
14AGPVA7202050 | 107.82 |  |  | 107.82 | 107.82
14AGPVA7202550 | 164.92 | 164.92 | 0% | 134.78 | 164.92
10E75202010 | 21.3107 |  |  | 20.69 | 21.3107
10E75202015 | 23.5316 |  |  | 22.8462 | 23.5316
10E751224102 | 9.3788 |  |  |  | 9.3788
10E752020152 | 19.5391 | 19.5391 | 0% | 18.97 | 19.5391
10E752424102 | 18.7575 |  |  |  | 18.7575
10E751224152 | 7.0341 |  |  |  | 7.0341
10E751620152 | 7.8156 |  |  |  | 7.8156
10E752020152 | 19.5391 | 19.5391 | 0% | 18.97 | 19.5391
10E752025152 | 20.2807 | 20.2807 | 0% | 19.69 | 20.2807
10E752424152 | 21.1974 | 21.2 | 0.01226% | 20.58 | 21.1974
10E752020153 | 29.7361 | 29.7361 | 0% | 28.87 | 29.7361
10E752424153 | 31.6622 |  |  | 30.74 | 31.6622
10E12H2020102 | 18.5153 |  |  |  | 18.5153
10E12H2025102 | 23.1441 | 23.1441 | 0% | 22.47 | 23.1441
10E12H2020152 | 26.0075 | 26.0075 | 0% | 25.25 | 26.0075
10E12H2025152 | 27.2332 | 27.2332 | 0% | 26.44 | 27.2332
10E12H2424152 | 28.8606 | 28.8606 | 0% | 28.02 | 28.8606
10E12H2025153 | 39.2945 |  |  | 38.15 | 39.2945
10E12H2424153 | 41.4575 |  |  | 40.25 | 41.4575
1065122010 | 6.3932 |  |  |  | 6.3932
1065122410 | 15.3437 |  |  |  | 15.3437
1065202010 | 21.3107 |  |  |  | 21.3107
1065242410 | 30.6874 |  |  |  | 30.6874
1065122415 | 23.0156 |  |  |  | 23.0156
1065202015 | 31.9661 |  |  |  | 31.9661
1065202415 | 38.3593 |  |  |  | 38.3593
1065202515 | 39.9576 |  |  |  | 39.9576
1065242415 | 46.0311 |  |  |  | 46.0311
10651224102 | 30.6874 |  |  |  | 30.6874
10651625102 | 42.6214 |  |  |  | 42.6214
10652020102 | 42.6214 |  |  |  | 42.6214
10652024102 | 51.1457 |  |  |  | 51.1457
10652424102 | 61.3748 |  |  |  | 61.3748
10651224152 | 46.0311 |  |  |  | 46.0311
10651620152 | 51.1457 |  |  |  | 51.1457
10651625152 | 63.9321 |  |  |  | 63.9321
10652020152 | 63.9321 |  |  |  | 63.9321
10652024152 | 76.7185 |  |  |  | 76.7185
10652025152 | 79.9151 |  |  |  | 79.9151
10652424152 | 92.0622 |  |  |  | 92.0622
10651620202 | 68.1942 |  |  |  | 68.1942
10652020202 | 85.2428 |  |  |  | 85.2428
10652024202 | 102.2914 |  |  |  | 102.2914
10652025202 | 106.5535 |  |  |  | 106.5535
10652424202 | 122.7496 |  |  |  | 122.7496
106522424103 | 92.0622 |  |  |  | 92.0622
10652020153 | 95.8982 |  |  |  | 95.8982
10652024153 | 115.0778 |  |  |  | 115.0778
10652424153 | 138.0933 |  |  |  | 138.0933
10615122410 | 24.192 |  |  |  | 24.192
10615162510 | 33.6 |  |  |  | 33.6
10615202010 | 33.6 |  |  |  | 33.6
10615202410H | 40.3302 |  |  | 39.1555 | 40.3302
10615202510H | 42 |  |  |  | 42
10615122415 | 36.288 |  |  |  | 36.288
10615242415 | 72.576 |  |  |  | 72.576
106151625102 | 67.2 |  |  | 27.53 | 67.2
106152020102 | 67.2 |  |  | 28.07 | 67.2
106152024102 | 80.64 | 80.64 | 0% | 28.8 | 80.64
106152025102 | 84 |  |  | 29.02 | 84
106151220152 | 60.48 |  |  |  | 60.48
106151224152 | 72.576 |  |  |  | 72.576
106152020152 | 126 |  |  |  | 126
106152024152 | 120.96 |  |  |  | 120.96
106152025152 | 126 | 126 | 0% | 33.59 | 126
106152424152 | 145.152 | 145.152 | 0% | 35.31 | 145.152
10635122420 | 48.384 |  |  |  | 48.384
10635242420 | 96.768 |  |  |  | 96.768
106352020102 | 67.2 |  |  |  | 67.2
106351224152 | 72.576 |  |  |  | 72.576
106352020152 | 100.8 |  |  | 34.13 | 100.8
106352025152 | 126 |  |  | 38.78 | 126
106352424152 | 145.152 |  |  | 41.04 | 145.152
106352424202 | 193.536 |  |  | 47.82 | 193.536
106351224153 | 108.864 |  |  | 40.567 | 108.864
106352424153 | 217.728 |  |  | 46.1391 | 217.728
106352424203 | 290.304 |  |  |  | 290.304
10625202010 | 33.6 |  |  |  | 33.6
10625242410 | 48.384 |  |  |  | 48.384
10625122415 | 36.288 |  |  |  | 36.288
10625182415 | 54.432 |  |  |  | 54.432
10625202015 | 50.4 |  |  |  | 50.4
10625202515 | 63 |  |  |  | 63
10625242415 | 72.576 |  |  |  | 72.576
10625122420 | 48.384 |  |  |  | 48.384
10625162020 | 53.76 |  |  |  | 53.76
10625162520 | 67.2 |  |  |  | 67.2
10625202020 | 67.2 |  |  |  | 67.2
10625202420 | 80.64 |  |  |  | 80.64
10625242420 | 96.768 |  |  |  | 96.768
106251224102 | 48.384 |  |  | 29.42 | 48.384
106251625102 | 67.2 |  |  | 31.59 | 67.2
106251224152 | 72.576 | 72.576 | 0% | 37.77 | 72.576
106252020152 | 100.8 |  |  | 38.17 | 100.8
106252024152 | 120.96 |  |  | 39.56 | 120.96
106252025152 | 126 |  |  |  | 126
106252424152 | 145.152 | 145.152 | 0% | 42.22 | 145.152
106251620202 | 107.52 |  |  |  | 107.52
106252020202 | 134.4 |  |  |  | 134.4
106252025202 | 168 |  |  |  | 168
106252424202 | 193.536 |  |  |  | 193.536
1066122415 | 36.288 |  |  |  | 36.288
1066242415 | 72.576 |  |  |  | 72.576
1066102020 | 33.6 |  |  |  | 33.6
10661224102 | 48.384 |  |  |  | 48.384
10662020102 | 67.2 |  |  |  | 67.2
10662424102 | 96.768 |  |  |  | 96.768
10661224152 | 72.576 |  |  |  | 72.576
10662020152 | 100.8 |  |  |  | 100.8
10662024152 | 120.96 |  |  |  | 120.96
10662025152 | 126 |  |  |  | 126
10662424152 | 145.152 |  |  |  | 145.152
10662024202 | 161.28 |  |  |  | 161.28
10662424203 | 290.304 |  |  |  | 290.304
101010202015 | 50.4 |  |  |  | 50.4
101010242415 | 72.576 | 72.576 | 0% | 44.4922 | 72.576
1010102424123 | 174.1824 |  |  |  | 174.1824
1010102424153 | 217.728 |  |  | 61.9274 | 217.728
1050122015H | 30.24 |  |  |  | 30.24
1050122415 | 36.288 |  |  |  | 36.288
1050202015 | 50.4 |  |  |  | 50.4
1050202515 | 63 |  |  |  | 63
1050242415 | 72.576 |  |  |  | 72.576
1050122420 | 48.384 |  |  |  | 48.384
1050162420 | 64.512 |  |  |  | 64.512
1050202020 | 67.2 |  |  |  | 67.2
1050242420 | 96.768 |  |  |  | 96.768
10502020102 | 67.2 |  |  |  | 67.2
10502025102 | 84 |  |  |  | 84
10502424102 | 96.768 |  |  |  | 96.768
10501224152 | 72.576 |  |  |  | 72.576
10501620152 | 80.64 |  |  |  | 80.64
10501625152 | 100.8 |  |  |  | 100.8
10501820152 | 90.72 |  |  |  | 90.72
10502020152 | 100.8 |  |  |  | 100.8
10502024152 | 120.96 |  |  |  | 120.96
10502025152 | 126 |  |  |  | 126
10502424152 | 145.152 |  |  |  | 145.152
10502520152 | 100.8 |  |  |  | 100.8
10501224202 | 96.768 |  |  |  | 96.768
10501518202 | 90.72 |  |  |  | 90.72
10501524202 | 120.96 |  |  |  | 120.96
10501620202 | 107.52 |  |  |  | 107.52
10501624202 | 129.024 |  |  |  | 129.024
10501625202 | 134.4 |  |  |  | 134.4
10502020202 | 134.4 |  |  |  | 134.4
10502024202 | 161.28 |  |  |  | 161.28
10502424202 | 193.536 |  |  |  | 193.536
10502424103 | 145.152 |  |  |  | 145.152
10502020153 | 151.2 |  |  |  | 151.2
10502025153 | 189 |  |  |  | 189
10502424153 | 217.728 |  |  |  | 217.728
10502020203 | 252 |  |  |  | 252
10502424203 | 290.304 |  |  |  | 290.304
10100202015 | 50.4 |  |  |  | 50.4
10100122420 | 48.384 |  |  |  | 48.384
10100202420 | 80.64 |  |  |  | 80.64
101002020152 | 126 | 126 | 0% | 39.02 | 126
101002025152 | 126 |  |  |  | 126
101002420152 | 120.96 |  |  |  | 120.96
101002424152 | 145.152 | 145.152 | 0% | 43.6925 | 145.152
101002020202 | 134.4 |  |  |  | 134.4
101002024202 | 161.28 | 161.28 | 0% | 47.81 | 161.28
101002424202 | 193.536 | 193.536 | 0% | 51.74 | 193.536
101002424123 | 174.1824 |  |  |  | 174.1824
101002424153 | 217.728 |  |  | 65.539 | 217.728
101002020203 | 201.6 |  |  |  | 201.6
102001620152 | 80.64 |  |  |  | 80.64
102002020152 | 100.8 | 100.8 | 0% | 30.95 | 100.8
102002025152 | 126 |  |  | 32.32 | 126
102002424152 | 145.152 |  |  | 34.19 | 145.152
102002520152 | 126 |  |  |  | 126
102002020202 | 134.4 |  |  |  | 134.4
102002424202 | 193.536 | 193.536 | 0% | 39.51 | 193.536
102002520202 | 168 |  |  |  | 168
102002424153 | 217.728 |  |  |  | 217.728
1045KC95S2020125 | 50.3155 | 50.32 | 0.008943% | 48.85 | 50.3155
1045KC95S2020155 | 55.7703 | 55.7703 | 0% | 54.1459 | 55.7703
1045KC95S2020205 | 61.9999 | 61.9999 | 0% | 60.1941 | 61.9999
1045KC95S2025125 | 56.5573 | 56.5573 | 0% | 54.91 | 56.5573
1045KC95S2025152 | 36.9781 |  |  | 35.9011 | 36.9781
1045KC95S2025155 | 55.9872 | 55.9872 | 0% | 54.3565 | 55.9872
1045KC95S2025205 | 94.2622 |  |  |  | 94.2622
1045KC962020125 | 58.6276 |  |  |  | 58.6276
1045KC962020152 | 29.3138 | 29.31 | -0.01296% | 28.46 | 29.3138
1045KC962024203 | 51.6476 | 51.6476 | 0% | 50.1433 | 51.6476
1045KC962025102 | 31.5397 | 31.5397 | 0% | 30.621 | 31.5397
1045KC962025152 | 30.5395 | 30.5395 | 0% | 29.65 | 30.5395
1045KC962424152 | 32.2184 | 32.2184 | 0% | 31.28 | 32.2184
04F14232126 | 319.9798 | 319.98 | 6.25e-05% | 310.66 | 319.9798
04F14462123 | 211.9122 | 211.91 | -0.001038% | 205.74 | 211.9122
04F15241124 | 201.7976 |  |  | 195.92 | 201.7976
04F16241224 | 201.7976 |  |  | 195.92 | 201.7976
04F17232043 | 216.2073 | 216.21 | 0.001249% | 209.91 | 216.2073
04F18261552 | 168.1846 | 168.1846 | 0% | 163.286 | 168.1846
04F18322052 | 186.8214 | 186.8214 | 0% | 181.38 | 186.8214
04F18362072 | 221.3882 | 221.39 | 0.000813% | 214.94 | 221.3882
04F18381272 | 221.3882 | 221.39 | 0.000813% | 214.94 | 221.3882
04F18492082 | 221.3882 |  |  | 214.94 | 221.3882
04F18522082 | 173.0276 | 173.0276 | 0% | 167.988 | 173.0276
04F19371082 | 179.6835 | 179.68 | -0.001948% | 174.45 | 179.6835
04F1946882 | 158.5685 |  |  | 153.95 | 158.5685
04F20371252 | 221.3882 | 221.3882 | 0% | 214.94 | 221.3882
04F22231552 | 199.0269 | 199.0269 | 0% | 193.23 | 199.0269
04F22401282 | 221.3882 | 221.3882 | 0% | 214.94 | 221.3882
04F22441062 | 221.3882 | 221.39 | 0.000813% | 214.94 | 221.3882
04F23451282 | 221.3882 | 221.39 | 0.000813% | 214.94 | 221.3882
04F23D35D842 | 172.9988 | 173 | 0.0006936% | 167.96 | 172.9988
04F23F43F1062 | 180.5487 | 180.55 | 0.00072% | 175.29 | 180.5487
04F2448102 | 221.3882 | 221.39 | 0.000813% | 214.94 | 221.3882
04F244862 | 152.5739 | 152.57 | -0.002556% | 148.13 | 152.5739
04F39431072 | 355.2583 | 355.26 | 0.0004701% | 344.911 | 355.2583
04F4052882 | 394.4179 | 394.42 | 0.0005324% | 382.93 | 394.4179
04FC2346982 | 229.1338 | 229.13 | -0.001658% | 222.46 | 229.1338
044520242054 | 352.0231 | 352.02 | -0.0008806% | 341.77 | 352.0231
044524201254 | 252.4736 | 252.47 | -0.001426% | 245.12 | 252.4736
044524242053 | 272.6719 | 272.6719 | 0% | 264.73 | 272.6719
044524242054 | 363.5694 | 363.57 | 0.000165% | 352.98 | 363.5694
04452412203WC2 | 152.064 |  |  |  | 152.064
04452412203WC2 | 152.064 |  |  |  | 152.064
04452424205WC2 | 506.88 |  |  |  | 506.88
04452424205WC2 | 506.88 |  |  |  | 506.88
10751524206 | 207.36 |  |  |  | 207.36
10751624206 | 221.184 |  |  |  | 221.184
10751625204 | 230.4 |  |  |  | 230.4
10751625206 | 230.4 |  |  |  | 230.4
107517D27D206 | 276.7404 | 276.74 | -0.0001445% | 268.68 | 276.7404
107536482043 | 2875.392 |  |  | 239.72 | 2875.392
11751010429 | 168 |  |  |  | 168
117518381272 | 2298.24 |  |  | 125.94 | 2298.24
117523451284 | 157.0338 | 157.0338 | 0% | 152.46 | 157.0338
11752345884 | 2649.6 |  |  |  | 2649.6
117523451284 | 157.0338 | 157.0338 | 0% | 152.46 | 157.0338
117528301539 | 1512 |  |  |  | 1512
117539431072 | 146.3939 | 146.3939 | 0% | 142.13 | 146.3939
11754052882 | 5324.8 |  |  |  | 5324.8
117543391072 | 96.5445 | 96.5445 | 0% | 93.7325 | 96.5445
11AFP24605 | 279.9025 | 279.9 | -0.0008932% | 271.75 | 279.9025
11AFP24601 | 65.7758 | 65.78 | 0.006385% | 63.86 | 65.7758
11AFP5024B664 | 152.6666 | 152.67 | 0.002227% | 148.22 | 152.6666
11AFP30605 | 349.8704 | 349.87 | -0.0001143% | 339.68 | 349.8704
11AFP30601 | 79.7735 | 79.77 | -0.004388% | 77.45 | 79.7735
3032 | 117.315 |  |  |  | 117.315
3031 | 134.7071 |  |  |  | 134.7071
3066 | 33.8565 |  |  |  | 33.8565
3039 | 66.6883 |  |  |  | 66.6883
3232 | 121.2375 |  |  |  | 121.2375
3231 | 152.7289 |  |  |  | 152.7289
3253 | 108.24 |  |  |  | 108.24
3266 | 60.071 |  |  |  | 60.071
3351 | 69.9567 |  |  |  | 69.9567
3353 | 65.7707 |  |  |  | 65.7707
3366 | 85.1059 |  |  |  | 85.1059
03FR22131 | 312.22 | 312.22 | 0% | 312.4218 | 312.22
03FR27131 | 383.18 | 383.18 | 0% | 368.38 | 383.18
03FR48131 | 681.2 | 681.2 | 0% | 689.02 | 681.2
03FR66131 | 936.6622 |  |  |  | 936.6622
03FR86131 | 1220.48 | 1220.48 | 0% | 1209.38 | 1220.48
02FR2020 | 6.75 | 6.75 | 0% | 9.0462 | 6.75
02FR2025 | 8.44 | 8.44 | 0% | 10.2253 | 8.44
02FR2424 | 9.72 | 9.72 | 0% | 10.7247 | 9.72
01FR122424 | 224.8488 |  |  | 220.44 | 224.8488
01FR162024 | 202.3068 |  |  | 198.34 | 202.3068
01FR162524 | 212.5884 | 212.5884 | 0% | 208.42 | 212.5884
01FR202020 | 177.1536 | 177.15 | -0.002032% | 173.68 | 177.1536
01FR202424 | 247.7376 | 247.7376 | 0% | 242.88 | 247.7376
01FR202524 | 254.1024 | 254.1 | -0.0009445% | 249.12 | 254.1024
01FR242424 | 291.5568 | 291.56 | 0.001098% | 285.84 | 291.5568
01FR204610 | 194.2998 | 194.2998 | 0% | 190.49 | 194.2998
01FR204810 | 194.2998 | 194.3 | 0.0001029% | 190.49 | 194.2998
01FR205010 | 194.2998 | 194.2998 | 0% | 190.49 | 194.2998
01FR2046S24 | 531.4812 |  |  | 521.06 | 531.4812
01FR2048S24 | 531.4812 | 531.4812 | 0% | 521.06 | 531.4812
01FRX202024 | 334.1088 | 334.1088 | 0% | 324.3775 | 334.1088
01FRX202025 | 344.6511 | 344.6511 | 0% | 337.8932 | 344.6511
01FRX202524 | 413.5813 |  |  | 0 | 413.5813
01FRX2424 | 19.8519 |  |  | 0 | 19.8519
03AFR22131 | 453.92 | 453.92 | 0% | 358.3545 | 453.92
03AFR27131 | 557.08 | 557.08 | 0% | 434.8615 | 557.08
03AFR57131 | 1052.2575 |  |  |  | 1052.2575
03AFR55131 | 1134.79 | 1134.79 | 0% | 895.4816 | 1134.79
03AFR61131 | 1258.58 | 1258.58 | 0% | 955.1462 | 1258.58
03AFR8185 | 1084.39 | 1084.39 | 0% | 825.7435 | 1084.39
03AFR8685 | 1151.33 | 1151.33 | 0% | 876.0262 | 1151.33
01AFR122424 | 247.0049 | 247 | -0.001985% | 242.1617 | 247.0049
01AFR162024 | 185.8032 | 185.8 | -0.001722% | 182.16 | 185.8032
01AFR162524 | 229.6427 | 229.6427 | 0% | 225.1399 | 229.6427
01AFR202024 | 229.6224 | 229.62 | -0.001045% | 225.12 | 229.6224
01AFR202424 | 257.7529 | 257.75 | -0.001109% | 252.6989 | 257.7529
01AFR202524 | 257.7529 | 257.75 | -0.001109% | 252.6989 | 257.7529
01AFR242424 | 308.4776 | 308.48 | 0.0007911% | 302.429 | 308.4776
01AFR204610 | 214.7873 | 214.7873 | 0% | 210.5757 | 214.7873
01AFR204810 | 214.7873 | 214.79 | 0.001278% | 210.5757 | 214.7873
01AFR205010 | 214.7873 | 214.79 | 0.001278% | 210.5757 | 214.7873
01AFR2046S12 | 278.4294 | 278.4294 | 0% | 272.97 | 278.4294
01AFR2048S24 | 556.8486 | 556.85 | 0.0002514% | 545.93 | 556.8486
01AFRX202024 | 340.2341 | 340.23 | -0.001202% | 330.3244 | 340.2341
01AFRX202524 | 410.1048 | 410.1048 | 0% | 398.16 | 410.1048
01AFRX242424 | 489.9371 |  |  |  | 489.9371
35002267 | 297.2567 |  |  |  | 297.2567
35002467 | 324.28 |  |  |  | 324.28
35002667 | 351.3033 |  |  |  | 351.3033
35003067 | 405.35 |  |  |  | 405.35
35003367 | 445.885 |  |  |  | 445.885
35003667 | 486.42 |  |  |  | 486.42
0350038B67 | 516.8212 |  |  |  | 516.8212
35003967 | 526.955 |  |  |  | 526.955
35004267 | 567.49 |  |  |  | 567.49
35004567 | 608.025 |  |  |  | 608.025
35004867 | 648.56 |  |  |  | 648.56
35005267 | 702.6067 |  |  |  | 702.6067
35005867 | 783.6767 |  |  |  | 783.6767
35005967 | 797.1883 |  |  |  | 797.1883
35006167 | 824.2117 |  |  |  | 824.2117
35006467 | 864.7467 |  |  |  | 864.7467
35006667 | 891.77 |  |  |  | 891.77
35007467 | 999.8633 |  |  |  | 999.8633
35007667 | 1026.8867 |  |  |  | 1026.8867
0350078F67 | 1064.0438 |  |  |  | 1064.0438
35008167 | 1094.445 |  |  |  | 1094.445
35008667 | 1162.0033 |  |  |  | 1162.0033
01500162024 | 148.224 |  |  |  | 148.224
01500162424 | 177.8688 |  |  |  | 177.8688
01500202024 | 185.28 |  |  |  | 185.28
01500202424 | 222.336 |  |  |  | 222.336
01500202520 | 193 |  |  |  | 193
01500242424 | 266.1557 | 266.1557 | 0% | 258.4036 | 266.1557
01500204612 | 213.072 |  |  |  | 213.072
01500204812 | 222.336 |  |  |  | 222.336
01500205012 | 231.6 |  |  |  | 231.6
015002046S12 | 213.072 |  |  |  | 213.072
015002048S12 | 222.336 |  |  |  | 222.336
01500X202024 | 240.864 |  |  |  | 240.864
01500X202424 | 289.0368 |  |  |  | 289.0368
01500X202524 | 301.08 |  |  |  | 301.08
01500X242424 | 346.8442 |  |  |  | 346.8442
01500X204812 | 289.0368 |  |  |  | 289.0368
35602267 | 390.8557 |  |  |  | 390.8557
35602467 | 426.388 |  |  |  | 426.388
35602667 | 461.9203 |  |  |  | 461.9203
35603067 | 532.985 |  |  |  | 532.985
35603367 | 586.2835 |  |  |  | 586.2835
35603667 | 639.582 |  |  |  | 639.582
0356038B67 | 679.4904 |  |  | 662.9174 | 679.4904
35603967 | 692.8805 |  |  |  | 692.8805
35604267 | 746.179 |  |  |  | 746.179
35604567 | 799.4775 |  |  |  | 799.4775
35604867 | 852.776 |  |  |  | 852.776
35605267 | 923.8407 |  |  |  | 923.8407
35605867 | 1030.4377 |  |  |  | 1030.4377
35605967 | 1048.2038 |  |  |  | 1048.2038
35606167 | 1083.7362 |  |  |  | 1083.7362
35606467 | 1137.0347 |  |  |  | 1137.0347
35606667 | 1172.567 |  |  |  | 1172.567
35607467 | 1314.6963 |  |  |  | 1314.6963
35607667 | 1350.2287 |  |  |  | 1350.2287
0356078F67 | 1376.22 | 1376.22 | 0% | 1342.01 | 1376.22
35608167 | 1439.0595 |  |  |  | 1439.0595
35608667 | 1527.8903 |  |  |  | 1527.8903
01560162024 | 349.44 |  |  |  | 349.44
01560162424 | 396.4499 | 396.45 | 3.717e-05% | 388.6763 | 396.4499
01560202024 | 436.3772 | 436.3772 | 0% | 427.8208 | 436.3772
01560202424 | 524.16 |  |  |  | 524.16
01560202520 | 401.625 | 401.625 | 0% | 393.75 | 401.625
01560242424 | 628.4016 | 628.4 | -0.0002546% | 616.08 | 628.4016
01560204612 | 468.096 |  |  |  | 468.096
01560204812 | 481.7572 | 481.7572 | 0% | 472.311 | 481.7572
01560205012 | 508.8 |  |  |  | 508.8
015602046S12 | 488.7414 | 488.7414 | 0% | 479.1583 | 488.7414
015602048S12 | 488.7414 | 488.74 | -0.0002916% | 479.1583 | 488.7414
01560X202024 | 474.624 | 474.62 | -0.0008428% | 460.8 | 474.624
01560X202424 | 576 |  |  |  | 576
01560X202524 | 599.9235 | 599.92 | -0.0005834% | 582.45 | 599.9235
01560X242424 | 590.0775 | 590.0775 | 0% | 572.8908 | 590.0775
01560X204812 | 576 |  |  |  | 576
36002267 | 460.4812 |  |  |  | 460.4812
36002467 | 485.5904 |  |  |  | 485.5904
36002667 | 453.6496 |  |  |  | 453.6496
0360038B67 | 760.7798 |  |  | 742.2242 | 760.7798
36004567 | 934.841 |  |  |  | 934.841
36005967 | 1161.489 |  |  |  | 1161.489
36006167 | 1200.0905 |  |  |  | 1200.0905
36007467 | 1450.949 |  |  |  | 1450.949
0360078F67 | 1540.7492 |  |  | 1503.17 | 1540.7492
36008167 | 1586.3412 |  |  |  | 1586.3412
36008667 | 1683.3677 |  |  |  | 1683.3677
01600202024 | 400.2779 | 400.2779 | 0% | 392.4293 | 400.2779
01600202424 | 485.4678 |  |  |  | 485.4678
01600202524 | 505.6956 |  |  | 495.78 | 505.6956
01600242424 | 537.0681 |  |  | 526.5374 | 537.0681
01600204812 | 484.992 |  |  |  | 484.992
01600X202025 | 565.1049 | 565.1049 | 0% | 548.6455 | 565.1049
01600X202524 | 638.5486 |  |  | 626.028 | 638.5486
01600X242424 | 680.8094 |  |  | 660.98 | 680.8094
03C153501167 | 162.8827 |  |  | 158.91 | 162.8827
03C153501267 | 167.0237 |  |  | 162.95 | 167.0237
03C153502067 | 278.0581 |  |  | 271.2762 | 278.0581
03C153502467 | 309.54 | 309.54 | 0% | 321.22 | 309.54
03C153502567 | 322.44 | 322.44 | 0% | 333.7021 | 322.44
03C153503167 | 397.4796 |  |  | 387.785 | 397.4796
03C153503667 | 464.31 | 464.31 | 0% | 444.2343 | 464.31
03C153504067 | 515.9 | 515.9 | 0% | 529.691 | 515.9
03C1535042F67 | 551.37 | 551.37 | 0% | 555.3109 | 551.37
03C153508067 | 1031.8 | 1031.8 | 0% | 961.7961 | 1031.8
03C155001167 | 227.24 | 227.24 | 0% | 234.99 | 227.24
03C155001667 | 330.53 | 330.53 | 0% | 335.9208 | 330.53
03C155001867 | 371.85 | 371.85 | 0% | 384.9353 | 371.85
03C155002067 | 413.17 | 413.17 | 0% | 421.71 | 413.17
03C155002567 | 516.46 | 516.46 | 0% | 517.5998 | 516.46
03C155003067 | 619.75 | 619.75 | 0% | 627.17 | 619.75
03C155003667 | 749.9002 |  |  | 731.61 | 749.9002
03C155004067 | 826.33 | 826.33 | 0% | 797.3789 | 826.33
03C155008067 | 1652.67 | 1652.67 | 0% | 1627.93 | 1652.67
03C33001667 | 184.92 | 184.92 | 0% | 195.7067 | 184.92
03C33002067 | 245.2196 |  |  | 239.2386 | 245.2196
03C33002167 | 242.71 | 242.71 | 0% | 250.12 | 242.71
03C33002467 | 277.38 | 277.38 | 0% | 291.4859 | 277.38
03C33002767 | 312.05 | 312.05 | 0% | 315.42 | 312.05
03C33003067 | 346.73 | 346.73 | 0% | 375.2 | 346.73
03C33003267 | 369.84 | 369.84 | 0% | 369.8382 | 369.84
03C33003867 | 439.19 | 439.19 | 0% | 435.14 | 439.19
03C33004067 | 462.3 | 462.3 | 0% | 456.902 | 462.3
03C33006067 | 693.45 | 693.45 | 0% | 674.57 | 693.45
03C33006267 | 696.33 |  |  | 696.33 | 696.33
03C33008067 | 924.6 | 924.6 | 0% | 840.122 | 924.6
03VNF2902567 | 436.26 | 436.26 | 0% | 436.26 | 436.26
03VNF2902767 | 272.86 | 272.86 | 0% | 160.03 | 272.86
03VNF2903667 | 363.81 | 363.81 | 0% | 426.12 | 363.81
03VNF2903867 | 384.02 | 384.02 | 0% | 462.86 | 384.02
03VNF2904067 | 404.23 | 404.23 | 0% | 230.8165 | 404.23
03VNF2904867 | 580.0526 |  |  | 565.905 | 580.0526
03VNF2908067 | 621.027 |  |  | 605.88 | 621.027
36NTFRP3 | 105.2248 | 105.22 | -0.004562% | 102.16 | 105.2248
36NTFRP | 177.675 | 177.675 | 0% | 172.5 | 177.675
42NTFRP3 | 124.5373 | 124.5373 | 0% | 120.91 | 124.5373
42NTFRP | 207.5622 |  |  |  | 207.5622
60NTFRP3 | 183.0619 | 183.06 | -0.001038% | 177.73 | 183.0619
60NTFRP | 305.1032 |  |  |  | 305.1032
72NTFRP3 | 209.0076 | 209.01 | 0.001148% | 202.92 | 209.0076
72NTFRP | 348.346 |  |  |  | 348.346
3680FRP | 166.8962 | 166.9 | 0.002268% | 162.0352 | 166.8962
4280FRP | 194.8186 | 194.82 | 0.0006984% | 189.1443 | 194.8186
6080FRP | 214.4357 | 214.44 | 0.002005% | 208.19 | 214.4357
7280FRP | 333.9675 | 333.97 | 0.0007607% | 324.2403 | 333.9675
8480FRP | 389.34 | 389.34 | -1.46e-14% | 378 | 389.34
36SKFRP | 188.2531 | 188.25 | -0.001647% | 182.77 | 188.2531
42SKFRP | 238.8673 | 238.87 | 0.00113% | 231.91 | 238.8673
60SKFRP | 302.7067 | 302.71 | 0.00109% | 293.89 | 302.7067
72SKFRP | 363.2501 | 363.25 | -2.753e-05% | 352.67 | 363.2501
84SKFRP | 423.7935 | 423.79 | -0.0008259% | 411.45 | 423.7935
36HSFRP | 319.8459 | 319.85 | 0.001282% | 310.53 | 319.8459
48HSFRP | 420.2503 | 420.25 | -7.139e-05% | 408.01 | 420.2503
60HSFRP | 505.9978 | 506 | 0.0004348% | 491.26 | 505.9978
72HSFRP | 592.0337 | 592.03 | -0.000625% | 574.79 | 592.0337
20RBD36100B | 399.0529 | 399.05 | -0.0007267% | 387.43 | 399.0529
20RBD36393B | 1197.1587 | 1197.16 | 0.0001086% | 1162.29 | 1197.1587
20RBD72393B | 2370.5862 | 2370.59 | 0.0001603% | 2301.54 | 2370.5862
20RBD36180B | 1474.6564 | 1474.6564 | 0% | 1431.7052 | 1474.6564
20RBD72180B | 1708.461 | 1708.46 | -5.853e-05% | 1658.7 | 1708.461
20RBD36120B | 1538.7718 |  |  | 1493.9532 | 1538.7718
20RBD72120B | 2636.388 | 2636.388 | 0% | 2559.6 | 2636.388
05E030 | 51.0624 | 51.06 | -0.0047% | 47.28 | 51.0624
55E030 | 51.0624 | 51.0624 | 0% | 47.28 | 51.0624
05CL030 | 55.3176 | 55.3176 | 0% | 51.22 | 55.3176
55CL030 | 55.3176 | 39.1802 | -41.19% | 36.278 | 55.3176
05BS030 | 71.55 | 71.55 | 0% | 66.25 | 71.55
55BS030 | 71.55 | 71.55 | 0% | 66.25 | 71.55
05CL030 | 55.3176 | 55.3176 | 0% | 51.22 | 55.3176
55CL030 | 55.3176 | 39.1802 | -41.19% | 36.278 | 55.3176
1210024 | 77.572 |  |  | 70.52 | 77.572
1810024 | 108.064 |  |  | 98.24 | 108.064
15FF20202 | 18.6735 | 18.6735 | 0% | 17.2903 | 18.6735
15FF20252 | 19.4068 | 19.4068 | 0% | 17.9692 | 19.4068
15FF24242 | 20.402 |  |  | 18.8908 | 20.402
16GR2020 | 11.4588 | 11.46 | 0.01047% | 10.61 | 11.4588
16GR2025 | 12.9384 | 12.9384 | 0% | 11.98 | 12.9384
16GR2424 | 24.9048 |  |  | 23.06 | 24.9048
17QLOCK | 18.6735 | 18.6735 | 0% | 17.2903 | 18.6735
20ZIPTOOL | 69.355 |  |  | 63.05 | 69.355
15MF16202 | 21.4554 | 21.4554 | 0% | 19.594 | 21.4554
15MF16252 | 30.6696 | 30.6696 | 0% | 28.0087 | 30.6696
15MF18461 | 101.8548 | 101.8548 | 0% | 94.31 | 101.8548
15MF184613 | 309.8084 | 309.81 | 0.0005326% | 282.93 | 309.8084
15MF20201 | 19.9044 | 19.9044 | 0% | 18.43 | 19.9044
15MF20202 | 23.5797 | 23.5797 | 0% | 21.534 | 23.5797
15MF20251 | 22.969 | 22.969 | 0% | 20.9763 | 22.969
15MF20252 | 27.3685 | 27.3685 | 0% | 25.3412 | 27.3685
15MF234423 | 430.6392 | 430.64 | 0.0001858% | 398.74 | 430.6392
15MF24241 | 29.5102 | 29.5102 | 0% | 26.95 | 29.5102
15MF24242 | 34.597 | 34.597 | 0% | 32.0343 | 34.597
15MF253724 | 567.5494 | 567.5494 | 0% | 518.31 | 567.5494
1629359 | 90.684 |  |  | 82.44 | 90.684
16292351 | 159.676 |  |  | 145.16 | 159.676
PP23OO138226 | 104.995 | 104.9952 | 0.0001896% | 104.29 | 104.995
PP26OO127226 | 88.511 | 88.5106 | -0.0004951% | 82.4 | 88.511
PP26OO127226D | 98.833 | 98.8327 | -0.0002561% | 103.41 | 98.833
PP26OC127226 | 92.709 | 92.7088 | -0.0002643% | 95.79 | 92.709
PP26BH127226 | 99.45 | 99.45 | 0% | 99.45 | 99.45
PP26FM127226 | 114.349 | 114.3494 | 0.0003232% | 106.35 | 114.349
PP26OO138226 | 114.349 |  |  |  | 114.349
PP26OO138254 | 110.5 | 110.5 | 0% | 110.5 | 110.5
PP26OC138254 | 116.025 | 116.025 | -1.225e-14% | 116.025 | 116.025
PP26BH138254 | 116.025 | 116.025 | -1.225e-14% | 116.025 | 116.025
PP52OC127452 | 205.344 | 205.3443 | 0.0001519% | 213.9783 | 205.344
PP52BH127452 | 195 | 195 | 0% | 203.595 | 195
DF26BH127226 | 197.549 | 197.5494 | 0.000225% | 209.17 | 197.549
DF26BH138254 | 222.0241 |  |  |  | 222.0241
DF26OC127226 | 198.636 | 198.6356 | -0.0002237% | 210.3196 | 198.636
DF26OC138254 | 259.7966 |  |  | 235.11 | 259.7966
DF26OO127226 | 134.3127 |  |  | 121.55 | 134.3127
DF26OO138254 | 162.747 | 162.7467 | -0.0002048% | 172.322 | 162.747
DF36BH127315 | 307.3889 |  |  | 278.18 | 307.3889
DF36OC127315 | 307.3889 |  |  |  | 307.3889
NP26OO127226 | 133.882 | 133.8824 | 0.0003226% | 141.1073 | 133.882
NP26OO127226D | 138.134 | 138.1344 | 0.0003217% | 146.26 | 138.134
NP26OC127226 | 137.917 | 137.9167 | -0.0001936% | 141.11 | 137.917
NP26BH127226 | 133.191 | 133.1908 | -0.0001528% | 136.73 | 133.191
NP26OO138254 | 138.862 | 138.8617 | -0.00024% | 147.03 | 138.862
NP26OC138254 | 161.3521 |  |  | 146.02 | 161.3521
NP26BH138254 | 136.6351 | 136.6351 | 0% | 144.6725 | 136.6351
NP26OO144125B | 165.75 | 165.75 | 0% | 165.75 | 165.75
NP26OO144190 | 164.9125 | 164.9125 | 0% | 161.2 | 164.9125
NP36BH138300 | 182.6875 | 182.6875 | 0% | 193.4338 | 182.6875
NP52OC127452 | 316.4 |  |  |  | 316.4
NP52OC127452-B | 316.3995 |  |  | 286.3344 | 316.3995
NF26OO138254 | 145.9167 | 145.9167 | 0% | 154.5 | 145.9167
NF26OO144190 | 200.3144 |  |  | 181.28 | 200.3144
NF26BH127226 | 187.7196 |  |  | 169.882 | 187.7196
NF28OO150292 | 206.7106 | 206.7106 | 0% | 218.871 | 206.7106
NF39FG150350 | 301.8298 | 301.8298 | 0% | 294.832 | 301.8298
PC18BH160105 | 232.2483 | 232.2483 | 0% | 245.91 | 232.2483
KC26OO127072 | 134.8006 | 134.8006 | 0% | 142.73 | 134.8006
KC26OC127072 | 142.3631 | 142.3631 | 0% | 142.73 | 142.3631
KC26OO138078 | 173.8496 |  |  | 157.33 | 173.8496
KC26BH138078 | 149.8048 |  |  | 135.57 | 149.8048
KC26TB127072 | 150.9317 | 150.9317 | 0% | 159.81 | 150.9317
KC36OO127100 | 174.0753 | 174.0753 | 0% | 184.315 | 174.0753
KC36CN127100 | 191.3633 | 191.3633 | 0% | 202.622 | 191.3633
KC48BH127133 | 263.1198 | 263.1198 | 0% | 283.25 | 263.1198
KC52BH127144 | 279.6689 | 279.6689 | 0% | 296.12 | 279.6689
PY10BH040005 | 65.6611 | 65.6611 | 0% | 69.5235 | 65.6611
PY20BH060017 | 116.7333 | 116.7333 | 0% | 123.5976 | 116.7333
PY20BH090042 | 193.2097 | 193.2097 | 0% | 204.575 | 193.2097